## Data
Equipment | Functional Location | Object Description | Main Work Center | Maint. Planner Group | Planning Plant | ABC Indicator | Changed On | Created On | Created By | System status
104086492 | 1057-S1COM-HTS-11K-AHP-P01 | 11KV AHP SWGR BUS PT#1 | E101HTS | EMD | 1057 | 4 |  | 2022-07-05 | 008634 | INST
104086493 | 1057-S1COM-HTS-11K-AHP-P02 | 11KV AHP SWGR INCOMER#1 FROM 1SB | E101HTS | EMD | 1057 | 4 |  | 2022-07-05 | 008634 | INST
104086494 | 1057-S1COM-HTS-11K-AHP-P03 | FEEDER TO S/A ADMIN BLG TRF#1 | E101HTS | EMD | 1057 | 4 |  | 2022-07-05 | 008634 | INST
104086495 | 1057-S1COM-HTS-11K-AHP-P04 | FEEDER TO AHP HT TRF#1 | E101HTS | EMD | 1057 | 4 |  | 2022-07-05 | 008634 | INST
104086496 | 1057-S1COM-HTS-11K-AHP-P05 | FEEDER TO ASH WATER HCSD/TAC TRF#1 | E101HTS | EMD | 1057 | 4 |  | 2022-07-05 | 008634 | INST
104086497 | 1057-S1COM-HTS-11K-AHP-P06 | FEEDER TO ASH WATER HCSD/TAC TRF#3 | E101HTS | EMD | 1057 | 4 |  | 2022-07-05 | 008634 | INST
104086498 | 1057-S1COM-HTS-11K-AHP-P07 | FEEDER TO SPARE TRF PANEL NO 07 | E101HTS | EMD | 1057 | 4 |  | 2022-07-05 | 008634 | INST
104086499 | 1057-S1COM-HTS-11K-AHP-P08 | FEEDER TO SPARE TRF PANEL NO 08 | E101HTS | EMD | 1057 | 4 |  | 2022-07-05 | 008634 | INST
104086500 | 1057-S1COM-HTS-11K-AHP-P09 | 11KV AHP SWGR BUS COUPLER | E101HTS | EMD | 1057 | 4 |  | 2022-07-05 | 008634 | INST
104086501 | 1057-S1COM-HTS-11K-AHP-P11 | 11KV AHP SWGR INCOMER#2 FROM 2SB | E101HTS | EMD | 1057 | 4 |  | 2022-07-05 | 008634 | INST
104086502 | 1057-S1COM-HTS-11K-AHP-P12 | FEEDER TO AHP HT TRF#2 | E101HTS | EMD | 1057 | 4 |  | 2022-07-05 | 008634 | INST
104086503 | 1057-S1COM-HTS-11K-AHP-P13 | FEEDER TO S/A ADMIN BLG TRF#2 | E101HTS | EMD | 1057 | 4 |  | 2022-07-05 | 008634 | INST
104086504 | 1057-S1COM-HTS-11K-AHP-P14 | FEEDER TO ASH WATER HCSD/TAC TRF#2 | E101HTS | EMD | 1057 | 4 |  | 2022-07-05 | 008634 | INST
104086505 | 1057-S1COM-HTS-11K-AHP-P15 | FEEDER TO SPARE TRF PANEL NO 15 | E101HTS | EMD | 1057 | 4 |  | 2022-07-05 | 008634 | INST
104086449 | 1057-S1COM-HTS-11K-CHP-P01 | INC#1 FROM 1SA BOARD | E101HTS | EMD | 1057 | 4 |  | 2022-07-05 | 008634 | INST
104086450 | 1057-S1COM-HTS-11K-CHP-P02 | FEED TO CHP 11/3.3 AUX TRF #1(MCC#B) | E101HTS | EMD | 1057 | 4 |  | 2022-07-05 | 008634 | INST
104086451 | 1057-S1COM-HTS-11K-CHP-P03 | FEED TO CHP 11/3.3 AUX TRF #1(MCC#E) | E101HTS | EMD | 1057 | 4 |  | 2022-07-05 | 008634 | INST
104086452 | 1057-S1COM-HTS-11K-CHP-P04 | FEED TO ASH SILO TRAF#1 | E101HTS | EMD | 1057 | 4 |  | 2022-07-05 | 008634 | INST
104086453 | 1057-S1COM-HTS-11K-CHP-P05 | WAGON TRIPLLER TRF#1(MCC#A) | E101HTS | EMD | 1057 | 4 |  | 2022-07-05 | 008634 | INST
104086454 | 1057-S1COM-HTS-11K-CHP-P06 | WAGON TRIPLLER TRF#3(MCC#A) | E101HTS | EMD | 1057 | 4 |  | 2022-07-05 | 008634 | INST
104086455 | 1057-S1COM-HTS-11K-CHP-P07 | CHP CRUSHER TRAF#1(MCC#B) | E101HTS | EMD | 1057 | 4 |  | 2022-07-05 | 008634 | INST
104086456 | 1057-S1COM-HTS-11K-CHP-P08 | CHP MISC-1 SERV TRF#1(MCC#C) | E101HTS | EMD | 1057 | 4 |  | 2022-07-05 | 008634 | INST
104086457 | 1057-S1COM-HTS-11K-CHP-P09 | CHP MISC-2 SERV TRF#1(MCC#E) | E101HTS | EMD | 1057 | 4 |  | 2022-07-05 | 008634 | INST
104086458 | 1057-S1COM-HTS-11K-CHP-P10 | LIMESTONE/GYPSUM TRF#1(MCC#G) | E101HTS | EMD | 1057 | 4 |  | 2022-07-05 | 008634 | INST
104086459 | 1057-S1COM-HTS-11K-CHP-P11 | LOCO SHED SERV TRF#1 | E101HTS | EMD | 1057 | 4 |  | 2022-07-05 | 008634 | INST
104086460 | 1057-S1COM-HTS-11K-CHP-P12 | FEEDER TO AWRS ISO TRF#1 | E101HTS | EMD | 1057 | 4 |  | 2022-07-05 | 008634 | INST
104086461 | 1057-S1COM-HTS-11K-CHP-P13 | SPARE TRF FEEDER P13 | E101HTS | EMD | 1057 | 4 |  | 2022-07-05 | 008634 | INST
104086462 | 1057-S1COM-HTS-11K-CHP-P14 | 11KV CHP BUS PT#1 | E101HTS | EMD | 1057 | 4 |  | 2022-07-05 | 008634 | INST
104086463 | 1057-S1COM-HTS-11K-CHP-P15 | SPARE TRF FEEDER P15 | E101HTS | EMD | 1057 | 4 |  | 2022-07-05 | 008634 | INST
104086464 | 1057-S1COM-HTS-11K-CHP-P16 | 11KV CHP SWGR BUSCOUPLER | E101HTS | EMD | 1057 | 4 |  | 2022-07-05 | 008634 | INST
104086465 | 1057-S1COM-HTS-11K-CHP-P18 | SPARE TRF FEEDER P18 | E101HTS | EMD | 1057 | 4 |  | 2022-07-05 | 008634 | INST
104086466 | 1057-S1COM-HTS-11K-CHP-P19 | INC#2 FROM 2SA BOARD | E101HTS | EMD | 1057 | 4 |  | 2022-07-05 | 008634 | INST
104086467 | 1057-S1COM-HTS-11K-CHP-P20 | FEED TO CHP 11/3.3 AUX TRF #2(MCC#B) | E101HTS | EMD | 1057 | 4 |  | 2022-07-05 | 008634 | INST
104086468 | 1057-S1COM-HTS-11K-CHP-P21 | FEED TO CHP 11/3.3 AUX TRF #2(MCC#E) | E101HTS | EMD | 1057 | 4 |  | 2022-07-05 | 008634 | INST
104086469 | 1057-S1COM-HTS-11K-CHP-P22 | FEED TO ASH SILO TRAF#2 | E101HTS | EMD | 1057 | 4 |  | 2022-07-05 | 008634 | INST
104086470 | 1057-S1COM-HTS-11K-CHP-P23 | WAGON TRIPLLER TRF#2(MCC#A) | E101HTS | EMD | 1057 | 4 |  | 2022-07-05 | 008634 | INST
104086471 | 1057-S1COM-HTS-11K-CHP-P24 | CHP CRUSHER TRAF#2(MCC#B) | E101HTS | EMD | 1057 | 4 |  | 2022-07-05 | 008634 | INST
104086472 | 1057-S1COM-HTS-11K-CHP-P25 | CHP MISC-1 SERV TRF#2(MCC#C) | E101HTS | EMD | 1057 | 4 |  | 2022-07-05 | 008634 | INST
104086473 | 1057-S1COM-HTS-11K-CHP-P26 | CHP MISC-2 SERV TRF#2(MCC#E) | E101HTS | EMD | 1057 | 4 |  | 2022-07-05 | 008634 | INST
104086474 | 1057-S1COM-HTS-11K-CHP-P27 | LIMESTONE/GYPSUM TRF#2(MCC#G) | E101HTS | EMD | 1057 | 4 |  | 2022-07-05 | 008634 | INST
104086475 | 1057-S1COM-HTS-11K-CHP-P28 | LOCO SHED SERV TRF#2 | E101HTS | EMD | 1057 | 4 |  | 2022-07-05 | 008634 | INST
104086476 | 1057-S1COM-HTS-11K-CHP-P29 | FEEDER TO AWRS ISO TRF#2 | E101HTS | EMD | 1057 | 4 |  | 2022-07-05 | 008634 | INST
104086477 | 1057-S1COM-HTS-11K-CHP-P30 | SPARE TRF FEEDER P30 | E101HTS | EMD | 1057 | 4 |  | 2022-07-05 | 008634 | INST
104086478 | 1057-S1COM-HTS-11K-DMP-P01 | 11KV DMPT INCOMER#1 FROM 1SA | E101HTS | EMD | 1057 | 4 |  | 2022-07-05 | 008634 | INST
104086479 | 1057-S1COM-HTS-11K-DMP-P02 | FEEDER TO DM SERV TRF#1 | E101HTS | EMD | 1057 | 4 |  | 2022-07-05 | 008634 | INST
104086480 | 1057-S1COM-HTS-11K-DMP-P03 | FEEDER TO PT SERV TRF#1 | E101HTS | EMD | 1057 | 4 |  | 2022-07-05 | 008634 | INST
104086481 | 1057-S1COM-HTS-11K-DMP-P04 | FEEDER TO RAW WATER STND ALONE#1 | E101HTS | EMD | 1057 | 4 |  | 2022-07-05 | 008634 | INST
104086482 | 1057-S1COM-HTS-11K-DMP-P05 | SPARE TRF FEED PANEL 05 | E101HTS | EMD | 1057 | 4 |  | 2022-07-05 | 008634 | INST
104086483 | 1057-S1COM-HTS-11K-DMP-P06 | 11KV DMPT SWGR BUS PT#1 | E101HTS | EMD | 1057 | 4 |  | 2022-07-05 | 008634 | INST
104086484 | 1057-S1COM-HTS-11K-DMP-P07 | SPARE TRF FEED PANEL 07 | E101HTS | EMD | 1057 | 4 |  | 2022-07-05 | 008634 | INST
104086485 | 1057-S1COM-HTS-11K-DMP-P08 | 11KV DMPT SWGR BUS COUPLER | E101HTS | EMD | 1057 | 4 |  | 2022-07-05 | 008634 | INST
104086486 | 1057-S1COM-HTS-11K-DMP-P10 | SPARE TRF FEED PANEL 10 | E101HTS | EMD | 1057 | 4 |  | 2022-07-05 | 008634 | INST
104086487 | 1057-S1COM-HTS-11K-DMP-P11 | 11KV DMPT INCOMER#2 FROM 2SA | E101HTS | EMD | 1057 | 4 |  | 2022-07-05 | 008634 | INST
104086488 | 1057-S1COM-HTS-11K-DMP-P12 | FEEDER TO DM SERV TRF#2 | E101HTS | EMD | 1057 | 4 |  | 2022-07-05 | 008634 | INST
104086489 | 1057-S1COM-HTS-11K-DMP-P13 | FEEDER TO PT SERV TRF#2 | E101HTS | EMD | 1057 | 4 |  | 2022-07-05 | 008634 | INST
104086490 | 1057-S1COM-HTS-11K-DMP-P14 | FEEDER TO RAW WATER STND ALONE#2 | E101HTS | EMD | 1057 | 4 |  | 2022-07-05 | 008634 | INST
104086491 | 1057-S1COM-HTS-11K-DMP-P15 | SPARE TRF FEED PANEL 15 | E101HTS | EMD | 1057 | 4 |  | 2022-07-05 | 008634 | INST
104086423 | 1057-S1COM-HTS-11K-FGD-P02 | FEEDER TO AUX TRF(11/3.45)#1 | E101HTS | EMD | 1057 | 4 |  | 2022-07-05 | 008634 | INST
104086424 | 1057-S1COM-HTS-11K-FGD-P03 | 11FGD BUS PT#1 | E101HTS | EMD | 1057 | 4 |  | 2022-07-05 | 008634 | INST
104086425 | 1057-S1COM-HTS-11K-FGD-P04 | FEEDER TO DIST TRF#1 FOR MCC#1 | E101HTS | EMD | 1057 | 4 |  | 2022-07-05 | 008634 | INST
104086426 | 1057-S1COM-HTS-11K-FGD-P05 | FEEDER TO DIST TRF#1 FOR MCC#2 | E101HTS | EMD | 1057 | 4 |  | 2022-07-05 | 008634 | INST
104086427 | 1057-S1COM-HTS-11K-FGD-P06 | SPARE TRF FEED PANEL NO 06 | E101HTS | EMD | 1057 | 4 |  | 2022-07-05 | 008634 | INST
104086428 | 1057-S1COM-HTS-11K-FGD-P07 | 11KV COMMON FGD INCOMER#1 | E101HTS | EMD | 1057 | 4 |  | 2022-07-05 | 008634 | INST
104086429 | 1057-S1COM-HTS-11K-FGD-P08 | 11KV COMMON FGD BUSCOUPLER | E101HTS | EMD | 1057 | 4 |  | 2022-07-05 | 008634 | INST
104086430 | 1057-S1COM-HTS-11K-FGD-P09 | 11FGD BUS PT#2 | E101HTS | EMD | 1057 | 4 |  | 2022-07-05 | 008634 | INST
104086431 | 1057-S1COM-HTS-11K-FGD-P10 | 11KV COMMON FGD INCOMER#2 | E101HTS | EMD | 1057 | 4 |  | 2022-07-05 | 008634 | INST
104086432 | 1057-S1COM-HTS-11K-FGD-P11 | FEEDER TO DIST TRF#2 FOR MCC#1 | E101HTS | EMD | 1057 | 4 |  | 2022-07-05 | 008634 | INST
104086433 | 1057-S1COM-HTS-11K-FGD-P12 | FEEDER TO DIST TRF#2 FOR MCC#2 | E101HTS | EMD | 1057 | 4 |  | 2022-07-05 | 008634 | INST
104086434 | 1057-S1COM-HTS-11K-FGD-P13 | SPARE TRF FEED PANEL NO 13 | E101HTS | EMD | 1057 | 4 |  | 2022-07-05 | 008634 | INST
104086435 | 1057-S1COM-HTS-11K-FGD-P14 | FEEDER TO AUX TRF(11/3.45)#2 | E101HTS | EMD | 1057 | 4 |  | 2022-07-05 | 008634 | INST
104086506 | 1057-S1COM-HTS-3P3-ASH-P01 | FEED TO SLURRY DISPOSAL PUMP A1 | E101HTS | EMD | 1057 | 4 | 2022-10-20 | 2022-07-05 | 008634 | INST
104086507 | 1057-S1COM-HTS-3P3-ASH-P02 | FEED TO SLURRY DISPOSAL PUMP A2 | E101HTS | EMD | 1057 | 4 | 2022-10-20 | 2022-07-05 | 008634 | INST
104086508 | 1057-S1COM-HTS-3P3-ASH-P03 | FEED TO SLURRY DISPOSAL PUMP A3 | E101HTS | EMD | 1057 | 4 | 2022-10-20 | 2022-07-05 | 008634 | INST
104086509 | 1057-S1COM-HTS-3P3-ASH-P04 | FEED TO SLURRY DISPOSAL PUMP C1 | E101HTS | EMD | 1057 | 4 | 2022-10-20 | 2022-07-05 | 008634 | INST
104086510 | 1057-S1COM-HTS-3P3-ASH-P05 | FEED TO SLURRY DISPOSAL PUMP C2 | E101HTS | EMD | 1057 | 4 | 2022-10-20 | 2022-07-05 | 008634 | INST
104086511 | 1057-S1COM-HTS-3P3-ASH-P06 | FEED TO SLURRY DISPOSAL PUMP C3 | E101HTS | EMD | 1057 | 4 | 2022-10-20 | 2022-07-05 | 008634 | INST
104086512 | 1057-S1COM-HTS-3P3-ASH-P07 | FEEDER TO BAHP PUMP#A | E101HTS | EMD | 1057 | 4 |  | 2022-07-05 | 008634 | INST
104086513 | 1057-S1COM-HTS-3P3-ASH-P08 | FEEDER TO TAC#1A | E101HTS | EMD | 1057 | 4 |  | 2022-07-05 | 008634 | INST
104086514 | 1057-S1COM-HTS-3P3-ASH-P09 | FEEDER TO TAC#1C | E101HTS | EMD | 1057 | 4 |  | 2022-07-05 | 008634 | INST
104086515 | 1057-S1COM-HTS-3P3-ASH-P10 | 3.3KV AHP SWGR BUS PT#1 | E101HTS | EMD | 1057 | 4 |  | 2022-07-05 | 008634 | INST
104086516 | 1057-S1COM-HTS-3P3-ASH-P11 | FEEDER TO TAC#1E | E101HTS | EMD | 1057 | 4 |  | 2022-07-05 | 008634 | INST
104086517 | 1057-S1COM-HTS-3P3-ASH-P12 | FEEDER TO TAC#2B | E101HTS | EMD | 1057 | 4 |  | 2022-07-05 | 008634 | INST
104086518 | 1057-S1COM-HTS-3P3-ASH-P13 | FEEDER TO TAC#2D | E101HTS | EMD | 1057 | 4 |  | 2022-07-05 | 008634 | INST
104086519 | 1057-S1COM-HTS-3P3-ASH-P14 | FEEDER TO VFD TRF HCSD PUMP#1 | E101HTS | EMD | 1057 | 4 |  | 2022-07-05 | 008634 | INST
104086520 | 1057-S1COM-HTS-3P3-ASH-P15 | FEEDER TO VFD TRF HCSD PUMP#3 | E101HTS | EMD | 1057 | 4 |  | 2022-07-05 | 008634 | INST
104086521 | 1057-S1COM-HTS-3P3-ASH-P16 | FEEDER TO VFD TRF HCSD PUMP#5 | E101HTS | EMD | 1057 | 4 |  | 2022-07-05 | 008634 | INST
104086522 | 1057-S1COM-HTS-3P3-ASH-P17 | FEEDER TO CONVEYOR 40A TP-39 | E101HTS | EMD | 1057 | 4 |  | 2022-07-05 | 008634 | INST
104086523 | 1057-S1COM-HTS-3P3-ASH-P18 | FEEDER TO CONVEYOR 41A TP-41 | E101HTS | EMD | 1057 | 4 |  | 2022-07-05 | 008634 | INST
104086524 | 1057-S1COM-HTS-3P3-ASH-P19 | BUNKER ONCEYOR UNIT#1 42A | E101HTS | EMD | 1057 | 4 |  | 2022-07-05 | 008634 | INST
104086525 | 1057-S1COM-HTS-3P3-ASH-P20 | BUNKER ONCEYOR UNIT#2 43A | E101HTS | EMD | 1057 | 4 |  | 2022-07-05 | 008634 | INST
104086526 | 1057-S1COM-HTS-3P3-ASH-P21 | FEED TO U#1 CONVEYING AIR COMPR#1 | E101HTS | EMD | 1057 | 4 |  | 2022-07-05 | 008634 | INST
104086527 | 1057-S1COM-HTS-3P3-ASH-P22 | FEED TO U#1 CONVEYING AIR COMPR#3 | E101HTS | EMD | 1057 | 4 |  | 2022-07-05 | 008634 | INST
104086528 | 1057-S1COM-HTS-3P3-ASH-P23 | FEED TO U#1 CONVEYING AIR COMPR#5 | E101HTS | EMD | 1057 | 4 |  | 2022-07-05 | 008634 | INST
104086529 | 1057-S1COM-HTS-3P3-ASH-P24 | FEED TO U#2 CONVEYING AIR COMPR#1 | E101HTS | EMD | 1057 | 4 |  | 2022-07-05 | 008634 | INST
104086530 | 1057-S1COM-HTS-3P3-ASH-P25 | FEED TO U#2 CONVEYING AIR COMPR#3 | E101HTS | EMD | 1057 | 4 |  | 2022-07-05 | 008634 | INST
104086531 | 1057-S1COM-HTS-3P3-ASH-P26 | FEED TO U#2 CONVEYING AIR COMPR#5 | E101HTS | EMD | 1057 | 4 |  | 2022-07-05 | 008634 | INST
104086532 | 1057-S1COM-HTS-3P3-ASH-P27 | FEED TO INSTR AIR COMRESSOR#1 | E101HTS | EMD | 1057 | 4 |  | 2022-07-05 | 008634 | INST
104086533 | 1057-S1COM-HTS-3P3-ASH-P28 | FEED TO INSTR AIR COMRESSOR#3 | E101HTS | EMD | 1057 | 4 |  | 2022-07-05 | 008634 | INST
104086534 | 1057-S1COM-HTS-3P3-ASH-P29 | FEEDER TO SPARE MOTOR P29 | E101HTS | EMD | 1057 | 4 |  | 2022-07-05 | 008634 | INST
104086535 | 1057-S1COM-HTS-3P3-ASH-P30 | FEEDER TO SPARE MOTOR P30 | E101HTS | EMD | 1057 | 4 |  | 2022-07-05 | 008634 | INST
104086536 | 1057-S1COM-HTS-3P3-ASH-P31 | 3.3KV AHP INCOMER#1 FROM AHP HT TRF#1 | E101HTS | EMD | 1057 | 4 |  | 2022-07-05 | 008634 | INST
104086537 | 1057-S1COM-HTS-3P3-ASH-P32 | FEEDER TO SPARE MOTOR P32 | E101HTS | EMD | 1057 | 4 |  | 2022-07-05 | 008634 | INST
104086538 | 1057-S1COM-HTS-3P3-ASH-P33 | FEEDER TO SPARE MOTOR P33 | E101HTS | EMD | 1057 | 4 |  | 2022-07-05 | 008634 | INST
104086539 | 1057-S1COM-HTS-3P3-ASH-P34 | 3.3KV AHP SWGR BUSCOUPLER | E101HTS | EMD | 1057 | 4 |  | 2022-07-05 | 008634 | INST
104086540 | 1057-S1COM-HTS-3P3-ASH-P36 | FEED TO SLURRY DISPOSAL PUMP B1 | E101HTS | EMD | 1057 | 4 | 2022-10-20 | 2022-07-05 | 008634 | INST
104086541 | 1057-S1COM-HTS-3P3-ASH-P37 | FEED TO SLURRY DISPOSAL PUMP B2 | E101HTS | EMD | 1057 | 4 | 2022-10-20 | 2022-07-05 | 008634 | INST
104086542 | 1057-S1COM-HTS-3P3-ASH-P38 | FEED TO SLURRY DISPOSAL PUMP B3 | E101HTS | EMD | 1057 | 4 | 2022-10-20 | 2022-07-05 | 008634 | INST
104086543 | 1057-S1COM-HTS-3P3-ASH-P39 | FEEDER TO BAHP PUMP#B | E101HTS | EMD | 1057 | 4 |  | 2022-07-05 | 008634 | INST
104086544 | 1057-S1COM-HTS-3P3-ASH-P40 | FEEDER TO VFD TRF HCSD PUMP#2 | E101HTS | EMD | 1057 | 4 |  | 2022-07-05 | 008634 | INST
104086545 | 1057-S1COM-HTS-3P3-ASH-P41 | 3.3KV AHP INCOMER#2 FROM AHP HT TRF#2 | E101HTS | EMD | 1057 | 4 | 2025-07-09 | 2022-07-05 | 008634 | INST
104086546 | 1057-S1COM-HTS-3P3-ASH-P42 | FEEDER TO VFD TRF HCSD PUMP#4 | E101HTS | EMD | 1057 | 4 |  | 2022-07-05 | 008634 | INST
104086547 | 1057-S1COM-HTS-3P3-ASH-P43 | FEEDER TO VFD TRF HCSD PUMP#6 | E101HTS | EMD | 1057 | 4 |  | 2022-07-05 | 008634 | INST
104086548 | 1057-S1COM-HTS-3P3-ASH-P44 | FEEDER TO TAC#1B | E101HTS | EMD | 1057 | 4 |  | 2022-07-05 | 008634 | INST
104086549 | 1057-S1COM-HTS-3P3-ASH-P45 | FEEDER TO TAC#1D | E101HTS | EMD | 1057 | 4 |  | 2022-07-05 | 008634 | INST
104086550 | 1057-S1COM-HTS-3P3-ASH-P46 | FEEDER TO TAC#2A | E101HTS | EMD | 1057 | 4 |  | 2022-07-05 | 008634 | INST
104086551 | 1057-S1COM-HTS-3P3-ASH-P47 | FEEDER TO TAC#2C | E101HTS | EMD | 1057 | 4 |  | 2022-07-05 | 008634 | INST
104086552 | 1057-S1COM-HTS-3P3-ASH-P48 | FEEDER TO TAC#2E | E101HTS | EMD | 1057 | 4 |  | 2022-07-05 | 008634 | INST
104086553 | 1057-S1COM-HTS-3P3-ASH-P49 | FEEDER TO CONVEYOR 40B TP-39 | E101HTS | EMD | 1057 | 4 |  | 2022-07-05 | 008634 | INST
104086554 | 1057-S1COM-HTS-3P3-ASH-P50 | FEEDER TO CONVEYOR 41B TP-41 | E101HTS | EMD | 1057 | 4 |  | 2022-07-05 | 008634 | INST
104086555 | 1057-S1COM-HTS-3P3-ASH-P51 | BUNKER ONCEYOR UNIT#1 42B | E101HTS | EMD | 1057 | 4 |  | 2022-07-05 | 008634 | INST
104086556 | 1057-S1COM-HTS-3P3-ASH-P52 | BUNKER ONCEYOR UNIT#2 43B | E101HTS | EMD | 1057 | 4 |  | 2022-07-05 | 008634 | INST
104086557 | 1057-S1COM-HTS-3P3-ASH-P53 | FEED TO U#1 CONVEYING AIR COMPR#2 | E101HTS | EMD | 1057 | 4 |  | 2022-07-05 | 008634 | INST
104086558 | 1057-S1COM-HTS-3P3-ASH-P54 | FEED TO U#1 CONVEYING AIR COMPR#4 | E101HTS | EMD | 1057 | 4 |  | 2022-07-05 | 008634 | INST
104086559 | 1057-S1COM-HTS-3P3-ASH-P55 | FEED TO U#1 CONVEYING AIR COMPR#6 | E101HTS | EMD | 1057 | 4 |  | 2022-07-05 | 008634 | INST
104086560 | 1057-S1COM-HTS-3P3-ASH-P56 | FEED TO U#2 CONVEYING AIR COMPR#2 | E101HTS | EMD | 1057 | 4 |  | 2022-07-05 | 008634 | INST
104086561 | 1057-S1COM-HTS-3P3-ASH-P57 | FEED TO U#2 CONVEYING AIR COMPR#4 | E101HTS | EMD | 1057 | 4 |  | 2022-07-05 | 008634 | INST
104086562 | 1057-S1COM-HTS-3P3-ASH-P58 | FEED TO U#2 CONVEYING AIR COMPR#6 | E101HTS | EMD | 1057 | 4 |  | 2022-07-05 | 008634 | INST
104086563 | 1057-S1COM-HTS-3P3-ASH-P59 | FEED TO INSTR AIR COMRESSOR#2 | E101HTS | EMD | 1057 | 4 |  | 2022-07-05 | 008634 | INST
104086564 | 1057-S1COM-HTS-3P3-ASH-P60 | FEED TO INSTR AIR COMRESSOR#4 | E101HTS | EMD | 1057 | 4 |  | 2022-07-05 | 008634 | INST
104086565 | 1057-S1COM-HTS-3P3-ASH-P61 | FEEDER TO SPARE MOTOR P61 | E101HTS | EMD | 1057 | 4 |  | 2022-07-05 | 008634 | INST
104086566 | 1057-S1COM-HTS-3P3-ASH-P62 | FEEDER TO SPARE TRF P62 | E101HTS | EMD | 1057 | 4 |  | 2022-07-05 | 008634 | INST
104086567 | 1057-S1COM-HTS-3P3-ASH-P63 | FEEDER TO SPARE MOTOR P63 | E101HTS | EMD | 1057 | 4 |  | 2022-07-05 | 008634 | INST
104086568 | 1057-S1COM-HTS-3P3-ASH-P64 | FEEDER TO SPARE MOTOR P64 | E101HTS | EMD | 1057 | 4 |  | 2022-07-05 | 008634 | INST
104086591 | 1057-S1COM-HTS-3P3-CHB-P01 | SPARE MOTOR FEEDER P01 | E101HTS | EMD | 1057 | 4 |  | 2022-07-05 | 008634 | INST
104086592 | 1057-S1COM-HTS-3P3-CHB-P02 | CONVEYOR MOTOR BCN 36A | E101HTS | EMD | 1057 | 4 |  | 2022-07-05 | 008634 | INST
104086593 | 1057-S1COM-HTS-3P3-CHB-P03 | CONVEYOR MOTOR BCN 37A | E101HTS | EMD | 1057 | 4 |  | 2022-07-05 | 008634 | INST
104086594 | 1057-S1COM-HTS-3P3-CHB-P04 | CONVEYOR MOTOR BCN 38A | E101HTS | EMD | 1057 | 4 |  | 2022-07-05 | 008634 | INST
104086595 | 1057-S1COM-HTS-3P3-CHB-P05 | CONVEYOR MOTOR BCN 39A | E101HTS | EMD | 1057 | 4 |  | 2022-07-05 | 008634 | INST
104086596 | 1057-S1COM-HTS-3P3-CHB-P06 | CONVEYOR MOTOR BCN 52A | E101HTS | EMD | 1057 | 4 |  | 2022-07-05 | 008634 | INST
104086597 | 1057-S1COM-HTS-3P3-CHB-P07 | LIMESTONE CRUSHER AT CCH(CR5) FWD | E101HTS | EMD | 1057 | 4 |  | 2022-07-05 | 008634 | INST
104086598 | 1057-S1COM-HTS-3P3-CHB-P08 | LIMESTONE CRUSHER AT CCH(CR5) REV | E101HTS | EMD | 1057 | 4 |  | 2022-07-05 | 008634 | INST
104086599 | 1057-S1COM-HTS-3P3-CHB-P09 | LIMESTONE CRUSHER AT CCH(CR6) FWD | E101HTS | EMD | 1057 | 4 |  | 2022-07-05 | 008634 | INST
104086600 | 1057-S1COM-HTS-3P3-CHB-P10 | LIMESTONE CRUSHER AT CCH(CR6) REV | E101HTS | EMD | 1057 | 4 |  | 2022-07-05 | 008634 | INST
104086601 | 1057-S1COM-HTS-3P3-CHB-P11 | COAL CRUSHER AT CCH(CR1) | E101HTS | EMD | 1057 | 4 |  | 2022-07-05 | 008634 | INST
104086602 | 1057-S1COM-HTS-3P3-CHB-P12 | COAL CRUSHER AT CCH(CR2) | E101HTS | EMD | 1057 | 4 |  | 2022-07-05 | 008634 | INST
104086603 | 1057-S1COM-HTS-3P3-CHB-P13 | CONVEYOR MOTOR BCN 44A | E101HTS | EMD | 1057 | 4 |  | 2022-07-05 | 008634 | INST
104086604 | 1057-S1COM-HTS-3P3-CHB-P14 | CONVEYOR MOTOR BCN 51A | E101HTS | EMD | 1057 | 4 |  | 2022-07-05 | 008634 | INST
104086605 | 1057-S1COM-HTS-3P3-CHB-P15 | 3.3KV CHP BOP SWGR INCOMER#1 | E101HTS | EMD | 1057 | 4 |  | 2022-07-05 | 008634 | INST
104086606 | 1057-S1COM-HTS-3P3-CHB-P16 | ID FAN FOR DES#1A | E101HTS | EMD | 1057 | 4 |  | 2022-07-05 | 008634 | INST
104086607 | 1057-S1COM-HTS-3P3-CHB-P17 | SPARE FEEDER PANEL P17 | E101HTS | EMD | 1057 | 4 |  | 2022-07-05 | 008634 | INST
104086608 | 1057-S1COM-HTS-3P3-CHB-P18 | 3.3KV CHP BOP SWGR BUSPT#1 | E101HTS | EMD | 1057 | 4 |  | 2022-07-05 | 008634 | INST
104086609 | 1057-S1COM-HTS-3P3-CHB-P19 | 3.3KV CHP BOP SWGR BUSCOUPLER | E101HTS | EMD | 1057 | 4 |  | 2022-07-05 | 008634 | INST
104086610 | 1057-S1COM-HTS-3P3-CHB-P20 | 3.3KV CHP BOP SWGR BUSPT#2 | E101HTS | EMD | 1057 | 4 |  | 2022-07-05 | 008634 | INST
104086611 | 1057-S1COM-HTS-3P3-CHB-P21 | CONVEYOR MOTOR BCN 36B | E101HTS | EMD | 1057 | 4 |  | 2022-07-05 | 008634 | INST
104086612 | 1057-S1COM-HTS-3P3-CHB-P22 | CONVEYOR MOTOR BCN 37B | E101HTS | EMD | 1057 | 4 |  | 2022-07-05 | 008634 | INST
104086613 | 1057-S1COM-HTS-3P3-CHB-P23 | 3.3KV CHP BOP SWGR INCOMER#2 | E101HTS | EMD | 1057 | 4 |  | 2022-07-05 | 008634 | INST
104086614 | 1057-S1COM-HTS-3P3-CHB-P24 | CONVEYOR MOTOR BCN 38B | E101HTS | EMD | 1057 | 4 |  | 2022-07-05 | 008634 | INST
104086615 | 1057-S1COM-HTS-3P3-CHB-P25 | CONVEYOR MOTOR BCN 39B | E101HTS | EMD | 1057 | 4 |  | 2022-07-05 | 008634 | INST
104086616 | 1057-S1COM-HTS-3P3-CHB-P26 | CONVEYOR MOTOR BCN 52B | E101HTS | EMD | 1057 | 4 |  | 2022-07-05 | 008634 | INST
104086617 | 1057-S1COM-HTS-3P3-CHB-P27 | LIMESTONE CRUSHER AT CCH(CR7) FWD | E101HTS | EMD | 1057 | 4 |  | 2022-07-05 | 008634 | INST
104086618 | 1057-S1COM-HTS-3P3-CHB-P28 | LIMESTONE CRUSHER AT CCH(CR7) REV | E101HTS | EMD | 1057 | 4 |  | 2022-07-05 | 008634 | INST
104086619 | 1057-S1COM-HTS-3P3-CHB-P29 | LIMESTONE CRUSHER AT CCH(CR8) FWD | E101HTS | EMD | 1057 | 4 |  | 2022-07-05 | 008634 | INST
104086620 | 1057-S1COM-HTS-3P3-CHB-P30 | LIMESTONE CRUSHER AT CCH(CR8) REV | E101HTS | EMD | 1057 | 4 |  | 2022-07-05 | 008634 | INST
104086621 | 1057-S1COM-HTS-3P3-CHB-P31 | COAL CRUSHER AT CCH(CR3) | E101HTS | EMD | 1057 | 4 |  | 2022-07-05 | 008634 | INST
104086622 | 1057-S1COM-HTS-3P3-CHB-P32 | COAL CRUSHER AT CCH(CR4) | E101HTS | EMD | 1057 | 4 |  | 2022-07-05 | 008634 | INST
104086623 | 1057-S1COM-HTS-3P3-CHB-P33 | CONVEYOR MOTOR BCN 44B | E101HTS | EMD | 1057 | 4 |  | 2022-07-05 | 008634 | INST
104086624 | 1057-S1COM-HTS-3P3-CHB-P34 | CONVEYOR MOTOR BCN 51B | E101HTS | EMD | 1057 | 4 |  | 2022-07-05 | 008634 | INST
104086625 | 1057-S1COM-HTS-3P3-CHB-P35 | ID FAN FOR DES#1B | E101HTS | EMD | 1057 | 4 |  | 2022-07-05 | 008634 | INST
104086626 | 1057-S1COM-HTS-3P3-CHB-P36 | SPARE FEEDER PANEL P36 | E101HTS | EMD | 1057 | 4 |  | 2022-07-05 | 008634 | INST
104086627 | 1057-S1COM-HTS-3P3-CHB-P37 | SPARE FEEDER PANEL P37 | E101HTS | EMD | 1057 | 4 |  | 2022-07-05 | 008634 | INST
104086569 | 1057-S1COM-HTS-3P3-CHP-P01 | 3.3KV CHP HT SWGR INCOMER#1 | E101HTS | EMD | 1057 | 4 |  | 2022-07-05 | 008634 | INST
104086570 | 1057-S1COM-HTS-3P3-CHP-P02 | FEEDER TO STACKER RECLAIMER TRF#1 | E101HTS | EMD | 1057 | 4 |  | 2022-07-05 | 008634 | INST
104086571 | 1057-S1COM-HTS-3P3-CHP-P03 | FEEDER TO RELCIAMER FEEDER#1 | E101HTS | EMD | 1057 | 4 |  | 2022-07-05 | 008634 | INST
104086572 | 1057-S1COM-HTS-3P3-CHP-P04 | SPARE FEEDER MOTOR P04 | E101HTS | EMD | 1057 | 4 |  | 2022-07-05 | 008634 | INST
104086573 | 1057-S1COM-HTS-3P3-CHP-P05 | CONVEYOR MOTOR BCN 48A | E101HTS | EMD | 1057 | 4 |  | 2022-07-05 | 008634 | INST
104086574 | 1057-S1COM-HTS-3P3-CHP-P06 | CONVEYOR MOTOR BCN 45A | E101HTS | EMD | 1057 | 4 |  | 2022-07-05 | 008634 | INST
104086575 | 1057-S1COM-HTS-3P3-CHP-P07 | CONVEYOR MOTOR BCN 50A | E101HTS | EMD | 1057 | 4 |  | 2022-07-05 | 008634 | INST
104086576 | 1057-S1COM-HTS-3P3-CHP-P08 | CONVEYOR MOTOR BCN 47A | E101HTS | EMD | 1057 | 4 |  | 2022-07-05 | 008634 | INST
104086577 | 1057-S1COM-HTS-3P3-CHP-P09 | CONVEYOR MOTOR BCN 49A | E101HTS | EMD | 1057 | 4 |  | 2022-07-05 | 008634 | INST
104086578 | 1057-S1COM-HTS-3P3-CHP-P10 | SPARE FEEDER MOTOR P10 | E101HTS | EMD | 1057 | 4 |  | 2022-07-05 | 008634 | INST
104086579 | 1057-S1COM-HTS-3P3-CHP-P11 | 3.3KV CHP HT SWGR BUS PT#1 | E101HTS | EMD | 1057 | 4 |  | 2022-07-05 | 008634 | INST
104086580 | 1057-S1COM-HTS-3P3-CHP-P12 | 3.3KV CHP HT SWGR BUSCOUPLER | E101HTS | EMD | 1057 | 4 |  | 2022-07-05 | 008634 | INST
104086581 | 1057-S1COM-HTS-3P3-CHP-P13 | 3.3KV CHP HT SWGR BUS PT#2 | E101HTS | EMD | 1057 | 4 |  | 2022-07-05 | 008634 | INST
104086582 | 1057-S1COM-HTS-3P3-CHP-P14 | FEEDER TO STACKER RECLAIMER TRF#2 | E101HTS | EMD | 1057 | 4 |  | 2022-07-05 | 008634 | INST
104086583 | 1057-S1COM-HTS-3P3-CHP-P15 | SPARE FEEDER MOTOR P15 | E101HTS | EMD | 1057 | 4 |  | 2022-07-05 | 008634 | INST
104086584 | 1057-S1COM-HTS-3P3-CHP-P16 | CONVEYOR MOTOR BCN 48B | E101HTS | EMD | 1057 | 4 |  | 2022-07-05 | 008634 | INST
104086585 | 1057-S1COM-HTS-3P3-CHP-P17 | CONVEYOR MOTOR BCN 45B | E101HTS | EMD | 1057 | 4 |  | 2022-07-05 | 008634 | INST
104086586 | 1057-S1COM-HTS-3P3-CHP-P18 | CONVEYOR MOTOR BCN 50B | E101HTS | EMD | 1057 | 4 |  | 2022-07-05 | 008634 | INST
104086587 | 1057-S1COM-HTS-3P3-CHP-P19 | CONVEYOR MOTOR BCN 47B | E101HTS | EMD | 1057 | 4 |  | 2022-07-05 | 008634 | INST
104086588 | 1057-S1COM-HTS-3P3-CHP-P20 | CONVEYOR MOTOR BCN 49B | E101HTS | EMD | 1057 | 4 |  | 2022-07-05 | 008634 | INST
104086589 | 1057-S1COM-HTS-3P3-CHP-P21 | SPARE FEEDER MOTOR P21 | E101HTS | EMD | 1057 | 4 |  | 2022-07-05 | 008634 | INST
104086590 | 1057-S1COM-HTS-3P3-CHP-P22 | 3.3KV CHP HT SWGR INCOMER#2 | E101HTS | EMD | 1057 | 4 |  | 2022-07-05 | 008634 | INST
104086436 | 1057-S1COM-HTS-3P3-FGD-P02 | FEED TO BALLMILL MOTOR#1 | E101HTS | EMD | 1057 | 4 |  | 2022-07-05 | 008634 | INST
104086437 | 1057-S1COM-HTS-3P3-FGD-P03 | 3.3KV COMMON FGD INCOMER#1 | E101HTS | EMD | 1057 | 4 |  | 2022-07-05 | 008634 | INST
104086438 | 1057-S1COM-HTS-3P3-FGD-P04 | FEEDER TO OWNER MOTOR#1 | E101HTS | EMD | 1057 | 4 |  | 2022-07-05 | 008634 | INST
104086439 | 1057-S1COM-HTS-3P3-FGD-P05 | SPARE MOTOR FEEDER P05 | E101HTS | EMD | 1057 | 4 |  | 2022-07-05 | 008634 | INST
104086440 | 1057-S1COM-HTS-3P3-FGD-P06 | FEEDER TO VACCUM PUMP MOTOR#1 | E101HTS | EMD | 1057 | 4 |  | 2022-07-05 | 008634 | INST
104086441 | 1057-S1COM-HTS-3P3-FGD-P07 | 3.3FGD BUS PT#1 | E101HTS | EMD | 1057 | 4 |  | 2022-07-05 | 008634 | INST
104086442 | 1057-S1COM-HTS-3P3-FGD-P08 | 3.3KV COMMON FGD BUSCOUPLER | E101HTS | EMD | 1057 | 4 |  | 2022-07-05 | 008634 | INST
104086443 | 1057-S1COM-HTS-3P3-FGD-P09 | 3.3FGD BUS PT#2 | E101HTS | EMD | 1057 | 4 |  | 2022-07-05 | 008634 | INST
104086444 | 1057-S1COM-HTS-3P3-FGD-P10 | FEEDER TO VACCUM PUMP MOTOR#2 | E101HTS | EMD | 1057 | 4 |  | 2022-07-05 | 008634 | INST
104086445 | 1057-S1COM-HTS-3P3-FGD-P11 | SPARE MOTOR FEEDER P11 | E101HTS | EMD | 1057 | 4 |  | 2022-07-05 | 008634 | INST
104086446 | 1057-S1COM-HTS-3P3-FGD-P12 | 3.3KV COMMON FGD INCOMER#2 | E101HTS | EMD | 1057 | 4 |  | 2022-07-05 | 008634 | INST
104086447 | 1057-S1COM-HTS-3P3-FGD-P13 | FEED TO BALLMILL MOTOR#2 | E101HTS | EMD | 1057 | 4 |  | 2022-07-05 | 008634 | INST
104086448 | 1057-S1COM-HTS-3P3-FGD-P14 | FEEDER TO OWNER MOTOR#2 | E101HTS | EMD | 1057 | 4 |  | 2022-07-05 | 008634 | INST
104087860 | 1057-S1COM-LTS-ACM-01F | S1 AC MCC 1A,1B&1C:I/C for AC MCC 1A | E101LTS | EMD | 1057 | 5 |  | 2022-07-28 | 008634 | INST
104087861 | 1057-S1COM-LTS-ACM-02F-00A | S1 AC MCC 2FA STRIP HTR-1SWASROOM BANK-1 | E101LTS | EMD | 1057 | 5 |  | 2022-07-28 | 008634 | INST
104087862 | 1057-S1COM-LTS-ACM-02F-00B | S1 AC MCC 2FB:LSP.Exh.Fan- H2 room U-1 | E101LTS | EMD | 1057 | 5 |  | 2022-07-28 | 008634 | INST
104087863 | 1057-S1COM-LTS-ACM-02F-00C | S1 AC MCC 2FC:LSP-Exh.Fan-CO2 room U-1 | E101LTS | EMD | 1057 | 5 |  | 2022-07-28 | 008634 | INST
104087864 | 1057-S1COM-LTS-ACM-02F-00D | S1 AC MCC 2FD:LSCP-3 (VLVS,FIRE DAMPER ) | E101LTS | EMD | 1057 | 5 |  | 2022-07-28 | 008634 | INST
104087865 | 1057-S1COM-LTS-ACM-02F-00E | S1 AC MCC 2FE:LSCP-2 (VLVS, FIRE DAMPER) | E101LTS | EMD | 1057 | 5 |  | 2022-07-28 | 008634 | INST
104087866 | 1057-S1COM-LTS-ACM-02F-00F | S1 2FF:LSP-Exh.Fan-Inertgas Room TG BLDG | E101LTS | EMD | 1057 | 5 |  | 2022-07-28 | 008634 | INST
104087867 | 1057-S1COM-LTS-ACM-02F-00G | S1 AC MCC 2FG:CONTROL SUPPLY TRF. | E101LTS | EMD | 1057 | 5 |  | 2022-07-28 | 008634 | INST
104087868 | 1057-S1COM-LTS-ACM-02R-00A | S1 AC MCC 2RA:OWNER'S REQUIREMENT#1 | E101LTS | EMD | 1057 | 5 |  | 2022-07-28 | 008634 | INST
104087869 | 1057-S1COM-LTS-ACM-02R-00B | S1 AC MCC 2RB:LSP.ExhFan-SWASroom TGBLDG | E101LTS | EMD | 1057 | 5 |  | 2022-07-28 | 008634 | INST
104087870 | 1057-S1COM-LTS-ACM-02R-00C | S1 AC MCC 2RC:LSP.ExhFan- LO Purifi.room | E101LTS | EMD | 1057 | 5 |  | 2022-07-28 | 008634 | INST
104087871 | 1057-S1COM-LTS-ACM-02R-00D | S1 AC MCC 2RD:OWNER'S REQUIREMENT#3 | E101LTS | EMD | 1057 | 5 |  | 2022-07-28 | 008634 | INST
104087872 | 1057-S1COM-LTS-ACM-02R-00E | S1 AC MCC 2RE:OWNER'S REQUIREMENT#5 | E101LTS | EMD | 1057 | 5 |  | 2022-07-28 | 008634 | INST
104087873 | 1057-S1COM-LTS-ACM-02R-00F | S1 AC MCC 2RF:Electrical Spare Module 16 | E101LTS | EMD | 1057 | 5 |  | 2022-07-28 | 008634 | INST
104087874 | 1057-S1COM-LTS-ACM-03F-00A | S1 ACMCC 3FA:FRESH AIR FAN UNIT-SWASROOM | E101LTS | EMD | 1057 | 5 |  | 2022-07-28 | 008634 | INST
104087875 | 1057-S1COM-LTS-ACM-03F-00B | S1 3FB:LSP Exh.Fan-BTRYroom_TG BLDGU-1 | E101LTS | EMD | 1057 | 5 |  | 2022-07-28 | 008634 | INST
104087876 | 1057-S1COM-LTS-ACM-03F-00C | 3FC:LSP_Exhst Fan-BTRY room_TG BLDG U- 2 | E101LTS | EMD | 1057 | 5 |  | 2022-07-28 | 008634 | INST
104087877 | 1057-S1COM-LTS-ACM-03F-00D | 3FD:LSP_Sply Fan-AC Plant room_TGBLDG | E101LTS | EMD | 1057 | 5 |  | 2022-07-28 | 008634 | INST
104087878 | 1057-S1COM-LTS-ACM-03F-00E | 3FE:LSP_ExhstFan-BTRY room_TG BLDG | E101LTS | EMD | 1057 | 5 |  | 2022-07-28 | 008634 | INST
104087879 | 1057-S1COM-LTS-ACM-03F-00F | 3FF:LSP_ExhstFan-BTRY room_TG BLDG | E101LTS | EMD | 1057 | 5 |  | 2022-07-28 | 008634 | INST
104087880 | 1057-S1COM-LTS-ACM-03F-00G | S1 AC MCC 3FG:Chilled WTR PMP- 2 TG Hall | E101LTS | EMD | 1057 | 5 |  | 2022-07-28 | 008634 | INST
104087881 | 1057-S1COM-LTS-ACM-03R-00A | S1 AC MCC 3RA:Electrical Spare Module 9 | E101LTS | EMD | 1057 | 5 |  | 2022-07-28 | 008634 | INST
104087882 | 1057-S1COM-LTS-ACM-03R-00B | S1 AC MCC 3RB:Electrical Spare Module 1 | E101LTS | EMD | 1057 | 5 |  | 2022-07-28 | 008634 | INST
104087883 | 1057-S1COM-LTS-ACM-03R-00C | S1 AC MCC 3RC:Electrical Spare Module 3 | E101LTS | EMD | 1057 | 5 |  | 2022-07-28 | 008634 | INST
104087884 | 1057-S1COM-LTS-ACM-03R-00D | S1 AC MCC 3RD:Electrical Spare Module 5 | E101LTS | EMD | 1057 | 5 |  | 2022-07-28 | 008634 | INST
104087885 | 1057-S1COM-LTS-ACM-03R-00E | 3RE:LSP_Sply Fan-AC Plant room_TG BLDG | E101LTS | EMD | 1057 | 5 |  | 2022-07-28 | 008634 | INST
104087886 | 1057-S1COM-LTS-ACM-03R-00F | 3RF:OUTGOING FDR TO I/C #1of Emrg AC MCC | E101LTS | EMD | 1057 | 5 |  | 2022-07-28 | 008634 | INST
104087887 | 1057-S1COM-LTS-ACM-04F-00A | 4FA:AHU-1 FAN (15300 CMH) SWAS ROOM | E101LTS | EMD | 1057 | 5 |  | 2022-07-28 | 008634 | INST
104087888 | 1057-S1COM-LTS-ACM-04F-00B | 4FB:LSP Exh.Fan-AC Plant room_TG BLDG | E101LTS | EMD | 1057 | 5 |  | 2022-07-28 | 008634 | INST
104087889 | 1057-S1COM-LTS-ACM-04F-00C | S1 AC MCC 4FC:Electrical Spare Module 7 | E101LTS | EMD | 1057 | 5 |  | 2022-07-28 | 008634 | INST
104087890 | 1057-S1COM-LTS-ACM-04F-00D | 4FD:AHU-3 FAN (15300 CMH) EXCIT.CBC U-1 | E101LTS | EMD | 1057 | 5 |  | 2022-07-28 | 008634 | INST
104087891 | 1057-S1COM-LTS-ACM-04F-00E | 4FE:AHU-5 FAN(15300 CMH) EXCIT.CBC U-2 | E101LTS | EMD | 1057 | 5 |  | 2022-07-28 | 008634 | INST
104087892 | 1057-S1COM-LTS-ACM-04F-00F | S1 AC MCC 4FF:Cond WTR PMP TG HALL- 2 | E101LTS | EMD | 1057 | 5 |  | 2022-07-28 | 008634 | INST
104087893 | 1057-S1COM-LTS-ACM-04R-00A | S1 AC MCC 4RA:Strip HTR - 1 CNTRL Room | E101LTS | EMD | 1057 | 5 |  | 2022-07-28 | 008634 | INST
104087894 | 1057-S1COM-LTS-ACM-04R-00B | S1 AC MCC 4RB:SPARE ExhFan- SWAS room | E101LTS | EMD | 1057 | 5 |  | 2022-07-28 | 008634 | INST
104087895 | 1057-S1COM-LTS-ACM-04R-00C | 4RC:Utility PWR SPLY- Wet system | E101LTS | EMD | 1057 | 5 |  | 2022-07-28 | 008634 | INST
104087896 | 1057-S1COM-LTS-ACM-04R-00D | 4RD:Utility PWR SPLY -Wet system | E101LTS | EMD | 1057 | 5 |  | 2022-07-28 | 008634 | INST
104087897 | 1057-S1COM-LTS-ACM-04R-00E | 4RE:Chiller System (SWAS) -SPLY-1 | E101LTS | EMD | 1057 | 5 |  | 2022-07-28 | 008634 | INST
104087898 | 1057-S1COM-LTS-ACM-04R-00F | S1 AC MCC 4RF:Electrical Spare Module 15 | E101LTS | EMD | 1057 | 5 |  | 2022-07-28 | 008634 | INST
104087899 | 1057-S1COM-LTS-ACM-05F-00A | S1 AC MCC 5FA:Electrical Spare Module 11 | E101LTS | EMD | 1057 | 5 |  | 2022-07-28 | 008634 | INST
104087900 | 1057-S1COM-LTS-ACM-05F-00B | S1 AC MCC 5FB:Bus PT - 1 | E101LTS | EMD | 1057 | 5 |  | 2022-07-28 | 008634 | INST
104087901 | 1057-S1COM-LTS-ACM-05F-00C | S1 AC MCC 5FC:Electrical Spare Module 13 | E101LTS | EMD | 1057 | 5 |  | 2022-07-28 | 008634 | INST
104087902 | 1057-S1COM-LTS-ACM-05F-00D | S1 AC MCC 5FD:Electrical Spare Module 9 | E101LTS | EMD | 1057 | 5 |  | 2022-07-28 | 008634 | INST
104087903 | 1057-S1COM-LTS-ACM-05F-00E | S1 AC MCC 5FE:ETHERNET SWITCH MODULE | E101LTS | EMD | 1057 | 5 |  | 2022-07-28 | 008634 | INST
104087904 | 1057-S1COM-LTS-ACM-05R-00A | S1 AC MCC 5RA:Strip HTR- 2 CNTRL Room | E101LTS | EMD | 1057 | 5 |  | 2022-07-28 | 008634 | INST
104087905 | 1057-S1COM-LTS-ACM-05R-00B | S1 AC MCC 5RB:LSCP-1 (VALVES) | E101LTS | EMD | 1057 | 5 |  | 2022-07-28 | 008634 | INST
104087906 | 1057-S1COM-LTS-ACM-05R-00D | S1 AC MCC 5RD:Pan Humidifier-1 SWAS Room | E101LTS | EMD | 1057 | 5 |  | 2022-07-28 | 008634 | INST
104087907 | 1057-S1COM-LTS-ACM-05R-00E | 5RE:StRIP HTR-1( EXCIT.CUBICAL UNIT-1) | E101LTS | EMD | 1057 | 5 |  | 2022-07-28 | 008634 | INST
104087908 | 1057-S1COM-LTS-ACM-05R-00F | S1 AC MCC 5RF:Electrical Spare Module 12 | E101LTS | EMD | 1057 | 5 |  | 2022-07-28 | 008634 | INST
104087909 | 1057-S1COM-LTS-ACM-06F | S1 AC MCC 6A,6B&6C:BUSCOUPLER | E101LTS | EMD | 1057 | 5 |  | 2022-07-28 | 008634 | INST
104087910 | 1057-S1COM-LTS-ACM-07F-00A | 7FA:AHU-4 FAN (15300 CMH) EXCIT.CBC U-1 | E101LTS | EMD | 1057 | 5 |  | 2022-07-28 | 008634 | INST
104087911 | 1057-S1COM-LTS-ACM-07F-00B | S1 AC MCC 7FB:Bus PT - 2 | E101LTS | EMD | 1057 | 5 |  | 2022-07-28 | 008634 | INST
104087912 | 1057-S1COM-LTS-ACM-07F-00C | S1 AC MCC 7FC:Electrical Spare Module 10 | E101LTS | EMD | 1057 | 5 |  | 2022-07-28 | 008634 | INST
104087913 | 1057-S1COM-LTS-ACM-07F-00D | 7FD:Strip HTR-1 SWAS Room Bank-2 | E101LTS | EMD | 1057 | 5 |  | 2022-07-28 | 008634 | INST
104087914 | 1057-S1COM-LTS-ACM-07F-00E | S1 AC MCC 7FE:Cond.WTR PMP TG HALL - 3 | E101LTS | EMD | 1057 | 5 |  | 2022-07-28 | 008634 | INST
104087915 | 1057-S1COM-LTS-ACM-07R-00A | 7RA:Pan Humidifier-1(EXCIT.CBC U-1) | E101LTS | EMD | 1057 | 5 |  | 2022-07-28 | 008634 | INST
104087916 | 1057-S1COM-LTS-ACM-07R-00B | S1 AC MCC 7RB:Electrical Spare Module 15 | E101LTS | EMD | 1057 | 5 |  | 2022-07-28 | 008634 | INST
104087917 | 1057-S1COM-LTS-ACM-07R-00C | S1 AC MCC 7RC:Electrical Spare Module 16 | E101LTS | EMD | 1057 | 5 |  | 2022-07-28 | 008634 | INST
104087918 | 1057-S1COM-LTS-ACM-07R-00D | S1 AC MCC 7RD:Electrical Spare Module 14 | E101LTS | EMD | 1057 | 5 |  | 2022-07-28 | 008634 | INST
104087919 | 1057-S1COM-LTS-ACM-07R-00E | 7RE:Pan Humidifier-1 CNTRL Room | E101LTS | EMD | 1057 | 5 |  | 2022-07-28 | 008634 | INST
104087920 | 1057-S1COM-LTS-ACM-07R-00F | 7RF:AHU-2 FAN(15300 CMH) SWAS ROOM | E101LTS | EMD | 1057 | 5 |  | 2022-07-28 | 008634 | INST
104087921 | 1057-S1COM-LTS-ACM-08F-00A | 8FA:AHU-6 FAN ( 15300 CMH) EXCIT.CBC U-2 | E101LTS | EMD | 1057 | 5 |  | 2022-07-28 | 008634 | INST
104087922 | 1057-S1COM-LTS-ACM-08F-00B | 8FB:LSP_ExhFAN BTRY ROOM TGBLDG | E101LTS | EMD | 1057 | 5 |  | 2022-07-28 | 008634 | INST
104087923 | 1057-S1COM-LTS-ACM-08F-00C | S1 AC MCC 8FC:Electrical Spare Module 2 | E101LTS | EMD | 1057 | 5 |  | 2022-07-28 | 008634 | INST
104087924 | 1057-S1COM-LTS-ACM-08F-00D | S1 AC MCC 8FD:Electrical Spare Module 4 | E101LTS | EMD | 1057 | 5 |  | 2022-07-28 | 008634 | INST
104087925 | 1057-S1COM-LTS-ACM-08F-00E | S1 AC MCC 8FE:Electrical Spare Module 6 | E101LTS | EMD | 1057 | 5 |  | 2022-07-28 | 008634 | INST
104087926 | 1057-S1COM-LTS-ACM-08F-00F | S1 AC MCC 8FF:UtilityPWR SPLY- Dry syst. | E101LTS | EMD | 1057 | 5 |  | 2022-07-28 | 008634 | INST
104087927 | 1057-S1COM-LTS-ACM-08R-00A | S1 AC MCC 8RA:Strip HTR-1(EXCIT.CBC U-2) | E101LTS | EMD | 1057 | 5 |  | 2022-07-28 | 008634 | INST
104087928 | 1057-S1COM-LTS-ACM-08R-00B | 8RB:LSP_Sply Fan-AC Plant room_TGBLDG | E101LTS | EMD | 1057 | 5 |  | 2022-07-28 | 008634 | INST
104087929 | 1057-S1COM-LTS-ACM-08R-00C | S1 AC MCC 8RC:OWNER'S REQUIREMENT#6 | E101LTS | EMD | 1057 | 5 |  | 2022-07-28 | 008634 | INST
104087930 | 1057-S1COM-LTS-ACM-08R-00D | S1 AC MCC 8RD:Electrical Spare Module 8 | E101LTS | EMD | 1057 | 5 |  | 2022-07-28 | 008634 | INST
104087931 | 1057-S1COM-LTS-ACM-08R-00E | S1 AC MCC 8RE:Chiller Sys.(SWAS)-SPLY-2 | E101LTS | EMD | 1057 | 5 |  | 2022-07-28 | 008634 | INST
104087932 | 1057-S1COM-LTS-ACM-08R-00F | S1 AC MCC 8RF:Strip HTR - 3 CNTRL Room | E101LTS | EMD | 1057 | 5 |  | 2022-07-28 | 008634 | INST
104087933 | 1057-S1COM-LTS-ACM-09F-00A | S1 AC MCC 9FA:OWNER'S REQUIREMENT#2 | E101LTS | EMD | 1057 | 5 |  | 2022-07-28 | 008634 | INST
104087934 | 1057-S1COM-LTS-ACM-09F-00B | S1 AC MCC 9FB:LSP.ExhFan- H2 room U-2 | E101LTS | EMD | 1057 | 5 |  | 2022-07-28 | 008634 | INST
104087935 | 1057-S1COM-LTS-ACM-09F-00C | S1 AC MCC 9FC:LSP_ExhFan-CO2 room U-2 | E101LTS | EMD | 1057 | 5 |  | 2022-07-28 | 008634 | INST
104087936 | 1057-S1COM-LTS-ACM-09F-00D | S1 AC MCC 9FD:LSCP-4 (VLVS, FIRE DAMPER) | E101LTS | EMD | 1057 | 5 |  | 2022-07-28 | 008634 | INST
104087937 | 1057-S1COM-LTS-ACM-09F-00E | 9FE :LSP ExH Fan-Inert gas Room TG BLDG | E101LTS | EMD | 1057 | 5 |  | 2022-07-28 | 008634 | INST
104087938 | 1057-S1COM-LTS-ACM-09F-00F | 9FF:Utility PWR SPLY for Dry sys. | E101LTS | EMD | 1057 | 5 |  | 2022-07-28 | 008634 | INST
104087939 | 1057-S1COM-LTS-ACM-09F-00G | S1 AC MCC 9FG:CONTROL SUPPLY TRF. | E101LTS | EMD | 1057 | 5 |  | 2022-07-28 | 008634 | INST
104087940 | 1057-S1COM-LTS-ACM-09R-00A | 9RA:Pan Humidifier-1 ( EXCIT.CBC U-2) | E101LTS | EMD | 1057 | 5 |  | 2022-07-28 | 008634 | INST
104087941 | 1057-S1COM-LTS-ACM-09R-00B | 9RB:LSP ExhFan- LO.Purifi. room | E101LTS | EMD | 1057 | 5 |  | 2022-07-28 | 008634 | INST
104087942 | 1057-S1COM-LTS-ACM-09R-00C | 9RC:LSP_Exh.Fan- BTRY room_TG BLDG | E101LTS | EMD | 1057 | 5 |  | 2022-07-28 | 008634 | INST
104087943 | 1057-S1COM-LTS-ACM-09R-00D | 9RD:LSP_Exh.Fan- BTRY room_TG BLDG U-1 | E101LTS | EMD | 1057 | 5 |  | 2022-07-28 | 008634 | INST
104087944 | 1057-S1COM-LTS-ACM-09R-00E | 9RE:LSP.Exh.Fan- BTRY room_TG BLDG U-2 | E101LTS | EMD | 1057 | 5 |  | 2022-07-28 | 008634 | INST
104087945 | 1057-S1COM-LTS-ACM-09R-00F | S1 AC MCC 9RF:OWNER'S REQUIREMENT#4 | E101LTS | EMD | 1057 | 5 |  | 2022-07-28 | 008634 | INST
104087946 | 1057-S1COM-LTS-ACM-09R-00G | S1 AC MCC 9RG:Strip HTR - 4 CNTRL Room | E101LTS | EMD | 1057 | 5 |  | 2022-07-28 | 008634 | INST
104087947 | 1057-S1COM-LTS-ACM-10F | S1 AC MCC 10A,10B&10C:I/C for AC MCC 1B | E101LTS | EMD | 1057 | 5 |  | 2022-07-28 | 008634 | INST
109026868 | 1057-S1COM-LTS-ASA | HCSD/ASH WATR/TAC/SLURY/CAC SWGR Sec-A | E100LTS | EMD | 1057 | 4 |  | 2024-01-19 | 007973 | INST
109026869 | 1057-S1COM-LTS-ASA-01F-00A | S1 ASS-A:1FA ECO ASH WATER PUMP B | E100LTS | EMD | 1057 | 4 |  | 2024-01-19 | 007973 | INST
109026870 | 1057-S1COM-LTS-ASA-02F-00A | S1 ASS-A:2FA LIGHTING TRF PS-2 MCCB | E100LTS | EMD | 1057 | 4 |  | 2024-01-19 | 007973 | INST
109026871 | 1057-S1COM-LTS-ASA-02F-00B | S1 ASS-A:2FB ACFB | E100LTS | EMD | 1057 | 4 |  | 2024-01-19 | 007973 | INST
109026872 | 1057-S1COM-LTS-ASA-02F-00C | S1 ASS-A:2FC BA LP WATER PUMP -A | E100LTS | EMD | 1057 | 4 |  | 2024-01-19 | 007973 | INST
109026873 | 1057-S1COM-LTS-ASA-02R-00A | S1 ASS-A:2RA WELDING TRF WDB PS-1 MCCB | E100LTS | EMD | 1057 | 4 |  | 2024-01-19 | 007973 | INST
109026874 | 1057-S1COM-LTS-ASA-02R-00B | S1 ASS-A:2RB ACFB | E100LTS | EMD | 1057 | 4 |  | 2024-01-19 | 007973 | INST
109026875 | 1057-S1COM-LTS-ASA-02R-00C | S1 ASS-A:2RC EOT CRANE | E100LTS | EMD | 1057 | 4 |  | 2024-01-19 | 007973 | INST
109026876 | 1057-S1COM-LTS-ASA-02R-00D | S1 ASS-A:2RD CHARGE PUMP FOR HCSD PUMP-1 | E100LTS | EMD | 1057 | 4 |  | 2024-01-19 | 007973 | INST
109026877 | 1057-S1COM-LTS-ASA-03F-00A | S1 ASS-A:3FA EMPLOYER'S USE | E100LTS | EMD | 1057 | 4 |  | 2024-01-19 | 007973 | INST
109026878 | 1057-S1COM-LTS-ASA-03F-00B | S1 ASS-A:3FB EOT CRANE | E100LTS | EMD | 1057 | 4 |  | 2024-01-19 | 007973 | INST
109026879 | 1057-S1COM-LTS-ASA-03R-00A | S1 ASS-A:3RA EMPLOYER'S USE | E100LTS | EMD | 1057 | 4 |  | 2024-01-19 | 007973 | INST
109026880 | 1057-S1COM-LTS-ASA-03R-00B | S1 ASS-A:3RB AC SYSTEM | E100LTS | EMD | 1057 | 4 |  | 2024-01-19 | 007973 | INST
109026881 | 1057-S1COM-LTS-ASA-03R-00C | S1 ASS-A:3RC AC SYSTEM | E100LTS | EMD | 1057 | 4 |  | 2024-01-19 | 007973 | INST
109026882 | 1057-S1COM-LTS-ASA-03R-00D | S1 ASS-A:3RD CHARGE PUMP FOR HCSD PUMP-4 | E100LTS | EMD | 1057 | 4 |  | 2024-01-19 | 007973 | INST
109026883 | 1057-S1COM-LTS-ASA-04F-00D | S1 ASS-A:4FD CHARGE PUMP FOR HCSD PUMP-6 | E100LTS | EMD | 1057 | 4 |  | 2024-01-19 | 007973 | INST
109026884 | 1057-S1COM-LTS-ASA-04R-00A | S1ASS-A:4RA SILO AERATION BLWR1 HTR BANK | E100LTS | EMD | 1057 | 4 |  | 2024-01-19 | 007973 | INST
109026885 | 1057-S1COM-LTS-ASA-04R-00B | S1 ASS-A:4RB SLUDGE PUMP -A | E100LTS | EMD | 1057 | 4 |  | 2024-01-19 | 007973 | INST
109026886 | 1057-S1COM-LTS-ASA-05F-00D | S1 ASS-A:5FD AIR HTR FOR IAC AIR DRIER-1 | E100LTS | EMD | 1057 | 4 |  | 2024-01-19 | 007973 | INST
109026887 | 1057-S1COM-LTS-ASA-05R-00A | S1ASS-A:5RA SILO AERATON BLWR 4 HTR BANK | E100LTS | EMD | 1057 | 4 | 2024-03-19 | 2024-01-19 | 007973 | INST
109026888 | 1057-S1COM-LTS-ASA-05R-00B | S1 ASS-A:5RB BLOWR-1 FOR IAC AIR DRIER-1 | E100LTS | EMD | 1057 | 4 |  | 2024-01-19 | 007973 | INST
109026889 | 1057-S1COM-LTS-ASA-05R-00C | S1 ASS-A:5RC BLOWR-2 FOR IAC AIR DRIER-2 | E100LTS | EMD | 1057 | 4 |  | 2024-01-19 | 007973 | INST
109026890 | 1057-S1COM-LTS-ASA-05R-00D | S1 ASS-A:5RD AIR HTR FOR IAC AIR DRIER-4 | E100LTS | EMD | 1057 | 4 |  | 2024-01-19 | 007973 | INST
109026891 | 1057-S1COM-LTS-ASA-06F-00B | S1 ASS-A:6FB EMPLOYER'S USE | E100LTS | EMD | 1057 | 4 |  | 2024-01-19 | 007973 | INST
109026892 | 1057-S1COM-LTS-ASA-06F-00C | S1 ASS-A:6FC EMPLOYER'S USE | E100LTS | EMD | 1057 | 4 |  | 2024-01-19 | 007973 | INST
109026893 | 1057-S1COM-LTS-ASA-06R-00A | S1 ASS-A:6RA EMPLOYER'S USE | E100LTS | EMD | 1057 | 4 |  | 2024-01-19 | 007973 | INST
109026894 | 1057-S1COM-LTS-ASA-06R-00B | S1 ASS-A: 6RB COMPRESSOR HOUSE EX.FAN-1 | E100LTS | EMD | 1057 | 4 |  | 2024-01-19 | 007973 | INST
109026895 | 1057-S1COM-LTS-ASA-06R-00C | S1 ASS-A:6RC BLOWR-2 FOR IAC AIR DRIER-3 | E100LTS | EMD | 1057 | 4 |  | 2024-01-19 | 007973 | INST
109026896 | 1057-S1COM-LTS-ASA-06R-00D | S1 ASS-A:6RD FLUSHING WATER PUMP | E100LTS | EMD | 1057 | 4 |  | 2024-01-19 | 007973 | INST
109026897 | 1057-S1COM-LTS-ASA-07F-00A | S1 ASS-A:7FA BLOWR-2 FOR IAC AIR DRIER-4 | E100LTS | EMD | 1057 | 4 |  | 2024-01-19 | 007973 | INST
109026898 | 1057-S1COM-LTS-ASA-07F-00B | S1 ASS-A:7FB COMPRESSOR HOUSE SUPY FAN-1 | E100LTS | EMD | 1057 | 4 |  | 2024-01-19 | 007973 | INST
109026899 | 1057-S1COM-LTS-ASA-07F-00D | S1 ASS-A:7FD FLUIDCOUP FOR SLURRY PUMP-A | E100LTS | EMD | 1057 | 4 |  | 2024-01-19 | 007973 | INST
109026900 | 1057-S1COM-LTS-ASA-07F-00E | S1 ASS-A:7FE OIL PUMP MTR FOR HCSDPUMP-1 | E100LTS | EMD | 1057 | 4 |  | 2024-01-19 | 007973 | INST
109026901 | 1057-S1COM-LTS-ASA-07R-00A | S1 ASS-A:7RA EMPLOYER'S USE | E100LTS | EMD | 1057 | 4 |  | 2024-01-19 | 007973 | INST
109026902 | 1057-S1COM-LTS-ASA-07R-00B | S1 ASS-A: 7RB COMPRESSOR HOUSE EX.FAN-4 | E100LTS | EMD | 1057 | 4 |  | 2024-01-19 | 007973 | INST
109026903 | 1057-S1COM-LTS-ASA-07R-00C | S1 ASS-A:7RC FLUIDCOUP FOR SLURRY PUMP-C | E100LTS | EMD | 1057 | 4 |  | 2024-01-19 | 007973 | INST
109026904 | 1057-S1COM-LTS-ASA-07R-00D | S1 ASS-A:7RD AGITATOR FOR ART-1 | E100LTS | EMD | 1057 | 4 |  | 2024-01-19 | 007973 | INST
109026905 | 1057-S1COM-LTS-ASA-08F-00A | S1 ASS-A:8FA BUS PT MODULE | E100LTS | EMD | 1057 | 4 |  | 2024-01-19 | 007973 | INST
109026906 | 1057-S1COM-LTS-ASA-08F-00B | S1 ASS-A:8FB COMPRESSOR HOUSE EX.FAN-5 | E100LTS | EMD | 1057 | 4 |  | 2024-01-19 | 007973 | INST
109026907 | 1057-S1COM-LTS-ASA-08F-00C | S1 ASS-A:8FC COMPRESSOR HOUSE EX.FAN-8 | E100LTS | EMD | 1057 | 4 |  | 2024-01-19 | 007973 | INST
109026908 | 1057-S1COM-LTS-ASA-08F-00D | S1 ASS-A:8FD DUS SPOUTBAG FILTER FAN-1 | E100LTS | EMD | 1057 | 4 |  | 2024-01-19 | 007973 | INST
109026909 | 1057-S1COM-LTS-ASA-08R-00A | S1 ASS-A:8RA SUPPLY-24VDC BATERY CHARGER | E100LTS | EMD | 1057 | 4 |  | 2024-01-19 | 007973 | INST
109026910 | 1057-S1COM-LTS-ASA-08R-00B | S1 ASS-A:8RB COMPRESSOR HOUSE EX.FAN-9 | E100LTS | EMD | 1057 | 4 |  | 2024-01-19 | 007973 | INST
109026911 | 1057-S1COM-LTS-ASA-08R-00C | S1 ASS-A:8RC COMPRESSOR HOUSE EX.FAN-12 | E100LTS | EMD | 1057 | 4 |  | 2024-01-19 | 007973 | INST
109026912 | 1057-S1COM-LTS-ASA-08R-00D | S1 ASS-A:8RD DUS SPOUT BAG FILTER FAN-3 | E100LTS | EMD | 1057 | 4 |  | 2024-01-19 | 007973 | INST
109026913 | 1057-S1COM-LTS-ASA-08R-00E | S1 ASS-A:8RE AGITATOR FOR ART-4 | E100LTS | EMD | 1057 | 4 |  | 2024-01-19 | 007973 | INST
109026914 | 1057-S1COM-LTS-ASA-09F | S1 ASS-A:9F INCOMER -1 | E100LTS | EMD | 1057 | 4 |  | 2024-01-19 | 007973 | INST
109026915 | 1057-S1COM-LTS-ASA-10F-00B | S1 ASS-A:10FB COMPRESSOR HOUSE EX.FAN-13 | E100LTS | EMD | 1057 | 4 |  | 2024-01-19 | 007973 | INST
109026916 | 1057-S1COM-LTS-ASA-10F-00C | S1 ASS-A:10FC COMPRESSOR HOUSE EX.FAN-2 | E100LTS | EMD | 1057 | 4 |  | 2024-01-19 | 007973 | INST
109026917 | 1057-S1COM-LTS-ASA-10F-00E | S1 ASS-A:10FE FLY ASH WATER PUMP -C | E100LTS | EMD | 1057 | 4 |  | 2024-01-19 | 007973 | INST
109026918 | 1057-S1COM-LTS-ASA-10R-00A | S1 ASS-A:10RA TAC AIR DRYER-1 -34KW | E100LTS | EMD | 1057 | 4 |  | 2024-01-19 | 007973 | INST
109026919 | 1057-S1COM-LTS-ASA-10R-00B | S1 ASS-A:10RB OIL P MTR FOR HCSD PUMP-4 | E100LTS | EMD | 1057 | 4 |  | 2024-01-19 | 007973 | INST
109026920 | 1057-S1COM-LTS-ASA-10R-00C | S1 ASS-A:10RC OIL P MTR FOR HCSD PUMP-5 | E100LTS | EMD | 1057 | 4 |  | 2024-01-19 | 007973 | INST
109026921 | 1057-S1COM-LTS-ASA-10R-00D | S1 ASS-A:10RD WET US-1 VFN FOR HSILO-1 | E100LTS | EMD | 1057 | 4 |  | 2024-01-19 | 007973 | INST
109026922 | 1057-S1COM-LTS-ASA-10R-00E | S1 ASS-A:10RE SEAL WATER PUMP-2 | E100LTS | EMD | 1057 | 4 |  | 2024-01-19 | 007973 | INST
109026923 | 1057-S1COM-LTS-ASA-11F-00A | S1 ASS-A:11FA TAC AIR DRYER-4-34KW | E100LTS | EMD | 1057 | 4 |  | 2024-01-19 | 007973 | INST
109026924 | 1057-S1COM-LTS-ASA-11F-00B | S1 ASS-A:11FB SEAL WATER PUMP-1 | E100LTS | EMD | 1057 | 4 |  | 2024-01-19 | 007973 | INST
109026925 | 1057-S1COM-LTS-ASA-11F-00C | S1 ASS-A:11FC WUS-2 VFN FOR HCSD SILO-2 | E100LTS | EMD | 1057 | 4 |  | 2024-01-19 | 007973 | INST
109026926 | 1057-S1COM-LTS-ASA-11F-00D | S1 ASS-A:11FD AGITATOR FOR ART-5 | E100LTS | EMD | 1057 | 4 |  | 2024-01-19 | 007973 | INST
109026927 | 1057-S1COM-LTS-ASA-11R-00A | S1 ASS-A:11RA TAC AIR DRYER-5-34KW | E100LTS | EMD | 1057 | 4 |  | 2024-01-19 | 007973 | INST
109026928 | 1057-S1COM-LTS-ASA-11R-00B | S1 ASS-A:11RB COMPRESSOR HOUSE EX.FAN-4 | E100LTS | EMD | 1057 | 4 |  | 2024-01-19 | 007973 | INST
109026929 | 1057-S1COM-LTS-ASA-11R-00C | S1 ASS-A:11RC COMPRESSOR HOUSE EX.FAN-5 | E100LTS | EMD | 1057 | 4 |  | 2024-01-19 | 007973 | INST
109026930 | 1057-S1COM-LTS-ASA-11R-00D | S1 ASS-A:11RD UNIT-1 CAC AIR DRYER-3 | E100LTS | EMD | 1057 | 4 |  | 2024-01-19 | 007973 | INST
109026931 | 1057-S1COM-LTS-ASA-11R-00F | S1 ASS-A:11RF WUS-2 VFF FOR HCSD SILO-3 | E100LTS | EMD | 1057 | 4 |  | 2024-01-19 | 007973 | INST
109026932 | 1057-S1COM-LTS-ASA-12F-00A | S1 ASS-A:12FA TAC AIR DRYER-8-34KW | E100LTS | EMD | 1057 | 4 |  | 2024-01-19 | 007973 | INST
109026933 | 1057-S1COM-LTS-ASA-12R-00A | S1 ASS-A:12RA TAC AIR DRYER-9-34KW | E100LTS | EMD | 1057 | 4 |  | 2024-01-19 | 007973 | INST
109026934 | 1057-S1COM-LTS-ASA-12R-00B | S1 ASS-A:12RB UPS FOR HCSD PLC-63A | E100LTS | EMD | 1057 | 4 |  | 2024-01-19 | 007973 | INST
109026935 | 1057-S1COM-LTS-ASA-12R-00C | S1 ASS-A:12RC UNIT-1 CAC AIR DRYER-4 | E100LTS | EMD | 1057 | 4 |  | 2024-01-19 | 007973 | INST
109026936 | 1057-S1COM-LTS-ASA-12R-00D | S1 ASS-A:12RD UNIT-1 CAC AIR DRYER-6 | E100LTS | EMD | 1057 | 4 |  | 2024-01-19 | 007973 | INST
109026937 | 1057-S1COM-LTS-ASA-12R-00E | S1 ASS-A:12RE UNIT-2 CAC AIR DRYER-2 | E100LTS | EMD | 1057 | 4 |  | 2024-01-19 | 007973 | INST
109026938 | 1057-S1COM-LTS-ASA-12R-00F | S1 ASS-A:12RF WUS-2 ASH MIXER FOR SILO-2 | E100LTS | EMD | 1057 | 4 |  | 2024-01-19 | 007973 | INST
109026939 | 1057-S1COM-LTS-ASA-13F-00B | S1 ASS-A:13FB DRAIN SUMP PUMP-A | E100LTS | EMD | 1057 | 4 |  | 2024-01-19 | 007973 | INST
109026940 | 1057-S1COM-LTS-ASA-13F-00C | S1 ASS-A:13FC UPS FOR HCSD PLC-63A | E100LTS | EMD | 1057 | 4 |  | 2024-01-19 | 007973 | INST
109026941 | 1057-S1COM-LTS-ASA-13F-00D | S1 ASS-A:13FD UNIT-2 CAC AIR DRYER-5 | E100LTS | EMD | 1057 | 4 |  | 2024-01-19 | 007973 | INST
109026942 | 1057-S1COM-LTS-ASA-13F-00E | S1 ASS-A:13FE WUS-1 ASH MIXER FOR SILO-3 | E100LTS | EMD | 1057 | 4 |  | 2024-01-19 | 007973 | INST
109026943 | 1057-S1COM-LTS-ASA-13R-00A | S1 ASS-A:13RA EMPLOYER'S USE | E100LTS | EMD | 1057 | 4 |  | 2024-01-19 | 007973 | INST
109026944 | 1057-S1COM-LTS-ASA-13R-00B | S1 ASS-A:13RB UPS FOR HCSD DCS-63A | E100LTS | EMD | 1057 | 4 |  | 2024-01-19 | 007973 | INST
109026945 | 1057-S1COM-LTS-ASA-13R-00C | S1 ASS-A:13RC PNL FOR U1 CONVG AIRCOMP-1 | E100LTS | EMD | 1057 | 4 |  | 2024-01-19 | 007973 | INST
109026946 | 1057-S1COM-LTS-ASA-13R-00D | S1 ASS-A:13RD PNL FOR U1 CONVG AIRCOMP-4 | E100LTS | EMD | 1057 | 4 |  | 2024-01-19 | 007973 | INST
109026947 | 1057-S1COM-LTS-ASA-13R-00E | S1 ASS-A:13RE PNL FOR U1 CONVG AIRCOMP-5 | E100LTS | EMD | 1057 | 4 |  | 2024-01-19 | 007973 | INST
109026948 | 1057-S1COM-LTS-ASA-14F-00A | S1 ASS-A:14FA HCSD SILO DRAIN PUMP B | E100LTS | EMD | 1057 | 4 |  | 2024-01-19 | 007973 | INST
109026949 | 1057-S1COM-LTS-ASA-14F-00B | S1 ASS-A:14FB PNL FOR U2 CONVG AIRCOMP-8 | E100LTS | EMD | 1057 | 4 |  | 2024-01-19 | 007973 | INST
109026950 | 1057-S1COM-LTS-ASA-14F-00C | S1 ASS-A:14FC PNL FOR U2 CONVG AIRCOMP-9 | E100LTS | EMD | 1057 | 4 |  | 2024-01-19 | 007973 | INST
109026951 | 1057-S1COM-LTS-ASA-14F-00D | S1 ASS-A:14FD PNL FOR U2CONVG AIRCOMP-12 | E100LTS | EMD | 1057 | 4 |  | 2024-01-19 | 007973 | INST
109026952 | 1057-S1COM-LTS-ASA-14F-00E | S1 ASS-A:14FE PNL FOR INSTRUMT AIRCOMP-1 | E100LTS | EMD | 1057 | 4 |  | 2024-01-19 | 007973 | INST
109026953 | 1057-S1COM-LTS-ASA-14F-00F | S1 ASS-A:14FF PNL FOR INSTRUMT AIRCOMP-4 | E100LTS | EMD | 1057 | 4 |  | 2024-01-19 | 007973 | INST
109026954 | 1057-S1COM-LTS-ASA-14F-00G | S1 ASS-A:14FG TRANSPORT AIRCOMP-1 | E100LTS | EMD | 1057 | 4 |  | 2024-01-19 | 007973 | INST
109026955 | 1057-S1COM-LTS-ASA-14F-00H | S1 ASS-A:14FH DRYUNGSYS SPOUT FOR SILO-1 | E100LTS | EMD | 1057 | 4 |  | 2024-01-19 | 007973 | INST
109026956 | 1057-S1COM-LTS-ASA-14R-00A | S1 ASS-A:14RA EMPLOYER'S USE | E100LTS | EMD | 1057 | 4 |  | 2024-01-19 | 007973 | INST
109026957 | 1057-S1COM-LTS-ASA-14R-00B | S1 ASS-A:14RB TRANSPORT AIR COMPRESSOR-4 | E100LTS | EMD | 1057 | 4 |  | 2024-01-19 | 007973 | INST
109026958 | 1057-S1COM-LTS-ASA-14R-00C | S1 ASS-A:14RC TRANSPORT AIR COMPRESSOR-5 | E100LTS | EMD | 1057 | 4 |  | 2024-01-19 | 007973 | INST
109026959 | 1057-S1COM-LTS-ASA-14R-00D | S1 ASS-A:14RD TRANSPORT AIR COMPRESSOR-7 | E100LTS | EMD | 1057 | 4 |  | 2024-01-19 | 007973 | INST
109026960 | 1057-S1COM-LTS-ASA-14R-00E | S1 ASS-A:14RE TRANSPORT AIRCOMPRESSOR-10 | E100LTS | EMD | 1057 | 4 |  | 2024-01-19 | 007973 | INST
109026961 | 1057-S1COM-LTS-ASA-14R-00H | S1 ASS-A:14RH H.SILO-1 VENT FILTER FAN | E100LTS | EMD | 1057 | 4 |  | 2024-01-19 | 007973 | INST
109026962 | 1057-S1COM-LTS-ASA-15F-00A | S1 ASS-A:15FA DRYUNGSYS SPOUT FOR SILO-3 | E100LTS | EMD | 1057 | 4 |  | 2024-01-19 | 007973 | INST
109026963 | 1057-S1COM-LTS-ASA-15F-00G | S1 ASS-A:15FG VENTILN SYS-2 FOR BATTROOM | E100LTS | EMD | 1057 | 4 |  | 2024-01-19 | 007973 | INST
109026964 | 1057-S1COM-LTS-ASA-15F-00H | S1 ASS-A:15FH HCSDSILO AERATION BLOWER-1 | E100LTS | EMD | 1057 | 4 |  | 2024-01-19 | 007973 | INST
109026965 | 1057-S1COM-LTS-ASA-15R-00A | S1 ASS-A:15RA HCSDSILO AERATION BLOWER-4 | E100LTS | EMD | 1057 | 4 |  | 2024-01-19 | 007973 | INST
109026966 | 1057-S1COM-LTS-ASA-15R-00B | S1 ASS-A:15RB H.SILO-1 WET UN SYS-1 ODV1 | E100LTS | EMD | 1057 | 4 |  | 2024-01-19 | 007973 | INST
109026967 | 1057-S1COM-LTS-ASA-15R-00C | S1 ASS-A:15RC H.SILO-1 WET UN SYS-2 ODV1 | E100LTS | EMD | 1057 | 4 |  | 2024-01-19 | 007973 | INST
109026968 | 1057-S1COM-LTS-ASA-15R-00D | S1 ASS-A:15RD H.SILO-2 WET UN SYS-1 ODV1 | E100LTS | EMD | 1057 | 4 |  | 2024-01-19 | 007973 | INST
109026969 | 1057-S1COM-LTS-ASA-15R-00E | S1 ASS-A:15RE H.SILO-2 WET UN SYS-2 ODV1 | E100LTS | EMD | 1057 | 4 |  | 2024-01-19 | 007973 | INST
109026970 | 1057-S1COM-LTS-ASA-15R-00F | S1 ASS-A:15RF H.SILO-3 WET UN SYS-1 ODV1 | E100LTS | EMD | 1057 | 4 |  | 2024-01-19 | 007973 | INST
109026971 | 1057-S1COM-LTS-ASA-15R-00G | S1 ASS-A:15RG H.SILO-3 WET UN SYS-2 ODV1 | E100LTS | EMD | 1057 | 4 |  | 2024-01-19 | 007973 | INST
109026972 | 1057-S1COM-LTS-ASA-15R-00H | S1 ASS-A:15RH HCSDSILO-3 VENT FILTER FAN | E100LTS | EMD | 1057 | 4 |  | 2024-01-19 | 007973 | INST
109026973 | 1057-S1COM-LTS-ASA-16F-00B | S1 ASS-A:16FB UPS FOR HCSD DCS-63A | E100LTS | EMD | 1057 | 4 |  | 2024-01-19 | 007973 | INST
109026974 | 1057-S1COM-LTS-ASA-16F-00C | S1 ASS-A:16FC EX.FAN FOR HCSD PH TOILET | E100LTS | EMD | 1057 | 4 |  | 2024-01-19 | 007973 | INST
109026975 | 1057-S1COM-LTS-ASA-16F-00D | S1 ASS-A:16FD SUPY FAN-2 FOR VENTILATION | E100LTS | EMD | 1057 | 4 |  | 2024-01-19 | 007973 | INST
109026976 | 1057-S1COM-LTS-ASA-16F-00E | S1 ASS-A:16FE EX.FAN-2 FOR BATTRYROOM | E100LTS | EMD | 1057 | 4 |  | 2024-01-19 | 007973 | INST
109026977 | 1057-S1COM-LTS-ASA-16F-00F | S1 ASS-A:16FF COMPRESSOR HOUSE FAN-4 | E100LTS | EMD | 1057 | 4 |  | 2024-01-19 | 007973 | INST
109026978 | 1057-S1COM-LTS-ASA-16F-00G | S1 ASS-A:16FG COMPRESSOR HOUSE FAN-5 | E100LTS | EMD | 1057 | 4 |  | 2024-01-19 | 007973 | INST
109026979 | 1057-S1COM-LTS-ASA-16R-00B | S1 ASS-A:16RB HSILO-1 WET UN SYS-2 ACSWV | E100LTS | EMD | 1057 | 4 |  | 2024-01-19 | 007973 | INST
109026980 | 1057-S1COM-LTS-ASA-16R-00C | S1 ASS-A:16RC HSILO-2 WET UN SYS-2 ACSWV | E100LTS | EMD | 1057 | 4 |  | 2024-01-19 | 007973 | INST
109026981 | 1057-S1COM-LTS-ASA-16R-00D | S1 ASS-A:16RD HSILO-3 WET UN SYS-2 ACSWV | E100LTS | EMD | 1057 | 4 |  | 2024-01-19 | 007973 | INST
109026982 | 1057-S1COM-LTS-ASA-16R-00G | S1 ASS-A:16RG COMPRESSOR HOUSE FAN-12 | E100LTS | EMD | 1057 | 4 |  | 2024-01-19 | 007973 | INST
109026983 | 1057-S1COM-LTS-ASA-16R-00H | S1 ASS-A:16RH WNS-1SCREW FDR FOR HSILO-1 | E100LTS | EMD | 1057 | 4 |  | 2024-01-19 | 007973 | INST
109026984 | 1057-S1COM-LTS-ASA-17F | S1 ASS-A:17F TIE-1 | E100LTS | EMD | 1057 | 4 |  | 2024-01-19 | 007973 | INST
109026985 | 1057-S1COM-LTS-ASA-18F-00A | S1 ASS-A:18FA WUS-2SCREW FDR FOR HSILO-2 | E100LTS | EMD | 1057 | 4 |  | 2024-01-19 | 007973 | INST
109026986 | 1057-S1COM-LTS-ASA-18F-00B | S1 ASS-A:18FB COMPRESSOR HOUSE FAN-1 | E100LTS | EMD | 1057 | 4 |  | 2024-01-19 | 007973 | INST
109026987 | 1057-S1COM-LTS-ASA-18F-00C | S1 ASS-A:18FC COMPRESSOR HOUSE FAN-4 | E100LTS | EMD | 1057 | 4 |  | 2024-01-19 | 007973 | INST
109026988 | 1057-S1COM-LTS-ASA-18F-00D | S1 ASS-A:18FD COMPRESSOR HOUSE FAN-5 | E100LTS | EMD | 1057 | 4 |  | 2024-01-19 | 007973 | INST
109026989 | 1057-S1COM-LTS-ASA-18F-00G | S1 ASS-A:18FG FAN-2 FOR VENTILATION | E100LTS | EMD | 1057 | 4 |  | 2024-01-19 | 007973 | INST
109026990 | 1057-S1COM-LTS-ASA-18F-00H | S1 ASS-A:18FH WUS-1SCREW FDR FOR HSILO-3 | E100LTS | EMD | 1057 | 4 |  | 2024-01-19 | 007973 | INST
109026991 | 1057-S1COM-LTS-ASA-18R-00B | S1 ASS-A:18RB RVF(HFLY ASH SILO-1)VFDPNL | E100LTS | EMD | 1057 | 4 |  | 2024-01-19 | 007973 | INST
109026992 | 1057-S1COM-LTS-ASA-18R-00C | S1 ASS-A:18RC RVF(HFLY ASH SILO-3)VFDPNL | E100LTS | EMD | 1057 | 4 |  | 2024-01-19 | 007973 | INST
109026993 | 1057-S1COM-LTS-ASA-18R-00D | S1 ASS-A:18RD PS-1TO SILO UNLPNL(HSILO-1 | E100LTS | EMD | 1057 | 4 |  | 2024-01-19 | 007973 | INST
109026994 | 1057-S1COM-LTS-ASA-18R-00E | S1 ASS-A:18RE PS-1TO SILO UNLPNL(HSILO-2 | E100LTS | EMD | 1057 | 4 |  | 2024-01-19 | 007973 | INST
109026995 | 1057-S1COM-LTS-ASA-18R-00F | S1 ASS-A:18RF PS-1TO SILO UNLPNL(HSILO-3 | E100LTS | EMD | 1057 | 4 |  | 2024-01-19 | 007973 | INST
109026996 | 1057-S1COM-LTS-ASA-18R-00G | S1 ASS-A:18RG PS-1TO HSILO UNL CTRL PNL | E100LTS | EMD | 1057 | 4 |  | 2024-01-19 | 007973 | INST
109026997 | 1057-S1COM-LTS-ASB | S1 ASS-B:HCSD/ASHWATER/TAC/SLURRY SWGR | E100LTS | EMD | 1057 | 4 |  | 2024-01-19 | 007973 | INST
109026998 | 1057-S1COM-LTS-ASB-01F | S1 ASS-B:1F TIE-2 | E100LTS | EMD | 1057 | 4 |  | 2024-01-19 | 007973 | INST
109026999 | 1057-S1COM-LTS-ASB-02F-00A | S1 ASS-B: 2FA ECO ASH WATER PUMP A | E100LTS | EMD | 1057 | 4 |  | 2024-01-19 | 007973 | INST
109027000 | 1057-S1COM-LTS-ASB-03F-00A | S1 ASS-B:3FA LIGHTING LOAD TRF MCCB | E100LTS | EMD | 1057 | 4 |  | 2024-01-19 | 007973 | INST
109027001 | 1057-S1COM-LTS-ASB-03F-00B | S1 ASS-B:3FB UPS FOR HCSD PLC-63A | E100LTS | EMD | 1057 | 4 |  | 2024-01-19 | 007973 | INST
109027002 | 1057-S1COM-LTS-ASB-03F-00C | S1 ASS-B:3FC BA LP WATER PUMP -B | E100LTS | EMD | 1057 | 4 |  | 2024-01-19 | 007973 | INST
109027003 | 1057-S1COM-LTS-ASB-03R-00A | S1ASS-B:3RA SILO AERATON BLWR-2 HTR BANK | E100LTS | EMD | 1057 | 4 | 2024-03-19 | 2024-01-19 | 007973 | INST
109027004 | 1057-S1COM-LTS-ASB-03R-00C | S1 ASS-B:3RC UPS FOR HCSD DCS-63A | E100LTS | EMD | 1057 | 4 |  | 2024-01-19 | 007973 | INST
109027005 | 1057-S1COM-LTS-ASB-03R-00D | S1 ASS-B:3RD CHARGE PUMP FOR HCSD PUMP-2 | E100LTS | EMD | 1057 | 4 |  | 2024-01-19 | 007973 | INST
109027006 | 1057-S1COM-LTS-ASB-04F-00C | S1 ASS-B:4FC BA LP WATER PUMP -C | E100LTS | EMD | 1057 | 4 |  | 2024-01-19 | 007973 | INST
109027007 | 1057-S1COM-LTS-ASB-04R-00A | S1ASS-B:4RA SILO AERATON BLWR-3 HTR BANK | E100LTS | EMD | 1057 | 4 | 2024-03-19 | 2024-01-19 | 007973 | INST
109027008 | 1057-S1COM-LTS-ASB-04R-00B | S1 ASS-B:4RB ACFB | E100LTS | EMD | 1057 | 4 |  | 2024-01-19 | 007973 | INST
109027009 | 1057-S1COM-LTS-ASB-04R-00C | S1 ASS-B:4RC ACFB | E100LTS | EMD | 1057 | 4 |  | 2024-01-19 | 007973 | INST
109027010 | 1057-S1COM-LTS-ASB-04R-00D | S1 ASS-B:4RD CHARGE PUMP FOR HCSD PUMP-3 | E100LTS | EMD | 1057 | 4 |  | 2024-01-19 | 007973 | INST
109027011 | 1057-S1COM-LTS-ASB-05F-00B | S1 ASS-B:5FB ACFB | E100LTS | EMD | 1057 | 4 |  | 2024-01-19 | 007973 | INST
109027012 | 1057-S1COM-LTS-ASB-05R-00B | S1 ASS-B:5RB EOT CRANE | E100LTS | EMD | 1057 | 4 |  | 2024-01-19 | 007973 | INST
109027013 | 1057-S1COM-LTS-ASB-05R-00C | S1 ASS-B:5RC EOT CRANE | E100LTS | EMD | 1057 | 4 |  | 2024-01-19 | 007973 | INST
109027014 | 1057-S1COM-LTS-ASB-05R-00D | S1 ASS-B:5RD CHARGE PUMP FOR HCSD PUMP-5 | E100LTS | EMD | 1057 | 4 |  | 2024-01-19 | 007973 | INST
109027015 | 1057-S1COM-LTS-ASB-06F-00A | S1 ASS-B:6FA EMPLOYER'S USE | E100LTS | EMD | 1057 | 4 |  | 2024-01-19 | 007973 | INST
109027016 | 1057-S1COM-LTS-ASB-06F-00B | S1 ASS-B:6FB AC SYSTEM | E100LTS | EMD | 1057 | 4 |  | 2024-01-19 | 007973 | INST
109027017 | 1057-S1COM-LTS-ASB-06F-00C | S1 ASS-B:6FC AC SYSTEM | E100LTS | EMD | 1057 | 4 |  | 2024-01-19 | 007973 | INST
109027018 | 1057-S1COM-LTS-ASB-06R-00A | S1 ASS-B:6RA EMPLOYER'S USE | E100LTS | EMD | 1057 | 4 |  | 2024-01-19 | 007973 | INST
109027019 | 1057-S1COM-LTS-ASB-06R-00B | S1 ASS-B:6RB COMPRESSOR HOUSE EX.FAN-2 | E100LTS | EMD | 1057 | 4 |  | 2024-01-19 | 007973 | INST
109027020 | 1057-S1COM-LTS-ASB-06R-00D | S1 ASS-B:6RD AIR HTR FOR IAC AIR DRIER-2 | E100LTS | EMD | 1057 | 4 |  | 2024-01-19 | 007973 | INST
109027021 | 1057-S1COM-LTS-ASB-07F-00A | S1 ASS-B:7FA EMPLOYER'S USE | E100LTS | EMD | 1057 | 4 |  | 2024-01-19 | 007973 | INST
109027022 | 1057-S1COM-LTS-ASB-07F-00D | S1 ASS-B:7FD AIR HTR FOR IAC AIR DRIER-3 | E100LTS | EMD | 1057 | 4 |  | 2024-01-19 | 007973 | INST
109027023 | 1057-S1COM-LTS-ASB-07R-00A | S1 ASS-B:7RA EMPLOYER'S USE | E100LTS | EMD | 1057 | 4 |  | 2024-01-19 | 007973 | INST
109027024 | 1057-S1COM-LTS-ASB-07R-00B | S1 ASS-B:7RB COMPRESSOR HOUSE EX.FAN-3 | E100LTS | EMD | 1057 | 4 |  | 2024-01-19 | 007973 | INST
109027025 | 1057-S1COM-LTS-ASB-07R-00D | S1 ASS-B:7RD FLY ASH WATER PUMP -A | E100LTS | EMD | 1057 | 4 |  | 2024-01-19 | 007973 | INST
109027026 | 1057-S1COM-LTS-ASB-08F-00A | S1 ASS-B:8FA 24VDC BATTERY CHARGER | E100LTS | EMD | 1057 | 4 |  | 2024-01-19 | 007973 | INST
109027027 | 1057-S1COM-LTS-ASB-08F-00B | S1 ASS-B: 8FB COMPRESSOR HOUSE EX.FAN-6 | E100LTS | EMD | 1057 | 4 |  | 2024-01-19 | 007973 | INST
109027028 | 1057-S1COM-LTS-ASB-08F-00C | S1 ASS-B: 8FC COMPRESSOR HOUSE EX.FAN-7 | E100LTS | EMD | 1057 | 4 |  | 2024-01-19 | 007973 | INST
109027029 | 1057-S1COM-LTS-ASB-08F-00D | S1ASS-B:8FD DUS SPOUT BAGFTR FAN-HSILO-2 | E100LTS | EMD | 1057 | 4 |  | 2024-01-19 | 007973 | INST
109027030 | 1057-S1COM-LTS-ASB-08R-00A | S1 ASS-B:8RA EMPLOYER'S USE | E100LTS | EMD | 1057 | 4 |  | 2024-01-19 | 007973 | INST
109027031 | 1057-S1COM-LTS-ASB-08R-00B | S1 ASS-B:8RB COMPRESSOR HOUSE EX.FAN-10 | E100LTS | EMD | 1057 | 4 |  | 2024-01-19 | 007973 | INST
109027032 | 1057-S1COM-LTS-ASB-08R-00C | S1 ASS-B:8RC COMPRESSOR HOUSE EX.FAN-11 | E100LTS | EMD | 1057 | 4 |  | 2024-01-19 | 007973 | INST
109027033 | 1057-S1COM-LTS-ASB-08R-00D | S1 ASS-B:8RD EMPLOYER'S USE | E100LTS | EMD | 1057 | 4 |  | 2024-01-19 | 007973 | INST
109027034 | 1057-S1COM-LTS-ASB-08R-00E | S1 ASS-B:8RE FLY ASH WATER PUMP-B | E100LTS | EMD | 1057 | 4 |  | 2024-01-19 | 007973 | INST
109027035 | 1057-S1COM-LTS-ASB-09F-00A | S1 ASS-B:9FA TAC AIR DRYER-2-34KW | E100LTS | EMD | 1057 | 4 |  | 2024-01-19 | 007973 | INST
109027036 | 1057-S1COM-LTS-ASB-09F-00B | S1 ASS-B:9FB COMPRESSOR HOUSE EX.FAN-14 | E100LTS | EMD | 1057 | 4 |  | 2024-01-19 | 007973 | INST
109027037 | 1057-S1COM-LTS-ASB-09F-00C | S1 ASS-B:9FC COMPRESSOR HOUSE EX.FAN-1 | E100LTS | EMD | 1057 | 4 |  | 2024-01-19 | 007973 | INST
109027038 | 1057-S1COM-LTS-ASB-09F-00D | S1 ASS-B:9FD OIL PUMP MOTOR FOR H.PUMP-2 | E100LTS | EMD | 1057 | 4 |  | 2024-01-19 | 007973 | INST
109027039 | 1057-S1COM-LTS-ASB-09F-00E | S1 ASS-B:9FE AGITATOR FOR ART-2 | E100LTS | EMD | 1057 | 4 |  | 2024-01-19 | 007973 | INST
109027040 | 1057-S1COM-LTS-ASB-09R-00A | S1 ASS-B:9RA TAC AIR DRYER-3-34KW | E100LTS | EMD | 1057 | 4 |  | 2024-01-19 | 007973 | INST
109027041 | 1057-S1COM-LTS-ASB-09R-00B | S1 ASS-B:9RB COMPRESSOR HOUSE EX.FAN-3 | E100LTS | EMD | 1057 | 4 |  | 2024-01-19 | 007973 | INST
109027042 | 1057-S1COM-LTS-ASB-09R-00C | S1 ASS-B:9RC U1 CAC AIR DRYER-1 -5KW | E100LTS | EMD | 1057 | 4 |  | 2024-01-19 | 007973 | INST
109027043 | 1057-S1COM-LTS-ASB-09R-00D | S1 ASS-B:9RD EMPLOYER'S USE | E100LTS | EMD | 1057 | 4 |  | 2024-01-19 | 007973 | INST
109027044 | 1057-S1COM-LTS-ASB-09R-00E | S1 ASS-B:9RE AGITATOR FOR ART-3 | E100LTS | EMD | 1057 | 4 |  | 2024-01-19 | 007973 | INST
109027045 | 1057-S1COM-LTS-ASB-10F-00A | S1 ASS-B:10FA TAC AIR DRYER-6-34KW | E100LTS | EMD | 1057 | 4 |  | 2024-01-19 | 007973 | INST
109027046 | 1057-S1COM-LTS-ASB-10F-00B | S1 ASS-B:10FB U1 CAC AIR DRYER-2 -5KW | E100LTS | EMD | 1057 | 4 |  | 2024-01-19 | 007973 | INST
109027047 | 1057-S1COM-LTS-ASB-10F-00C | S1 ASS-B:10FC U1 CAC AIR DRYER-5-5KW | E100LTS | EMD | 1057 | 4 |  | 2024-01-19 | 007973 | INST
109027048 | 1057-S1COM-LTS-ASB-10F-00D | S1 ASS-B:10FD OILPUMP MOTOR FOR H.PUMP-3 | E100LTS | EMD | 1057 | 4 |  | 2024-01-19 | 007973 | INST
109027049 | 1057-S1COM-LTS-ASB-10F-00E | S1 ASS-B:10FE AGITATOR FOR ART-6 | E100LTS | EMD | 1057 | 4 |  | 2024-01-19 | 007973 | INST
109027050 | 1057-S1COM-LTS-ASB-10R-00A | S1 ASS-B:10RA TAC AIR DRYER-7-34KW | E100LTS | EMD | 1057 | 4 |  | 2024-01-19 | 007973 | INST
109027051 | 1057-S1COM-LTS-ASB-10R-00B | S1 ASS-B:10RB UNIT-2 CAC AIR DRYER-1 | E100LTS | EMD | 1057 | 4 |  | 2024-01-19 | 007973 | INST
109027052 | 1057-S1COM-LTS-ASB-10R-00C | S1 ASS-B:10RC UNIT-2 CAC AIR DRYER-3 | E100LTS | EMD | 1057 | 4 |  | 2024-01-19 | 007973 | INST
109027053 | 1057-S1COM-LTS-ASB-10R-00D | S1 ASS-B:10RD BLOWR-2 FOR IAC AIRDRIER-1 | E100LTS | EMD | 1057 | 4 |  | 2024-01-19 | 007973 | INST
109027054 | 1057-S1COM-LTS-ASB-11F-00A | S1 ASS-B:11FA TAC AIR DRYER-10-34KW | E100LTS | EMD | 1057 | 4 |  | 2024-01-19 | 007973 | INST
109027055 | 1057-S1COM-LTS-ASB-11F-00B | S1 ASS-B:11FB OIL PUMP MOTOR FOR HPUMP-6 | E100LTS | EMD | 1057 | 4 |  | 2024-01-19 | 007973 | INST
109027056 | 1057-S1COM-LTS-ASB-11F-00E | S1 ASS-B:11FE SEAL WATER PUMP-1 | E100LTS | EMD | 1057 | 4 |  | 2024-01-19 | 007973 | INST
109027057 | 1057-S1COM-LTS-ASB-11R-00B | S1 ASS-B:11RB BLOWER1 FOR IAC AIR DRIER2 | E100LTS | EMD | 1057 | 4 |  | 2024-01-19 | 007973 | INST
109027058 | 1057-S1COM-LTS-ASB-11R-00C | S1 ASS-B:11RC BLOWER1 FOR IAC AIR DRIER3 | E100LTS | EMD | 1057 | 4 |  | 2024-01-19 | 007973 | INST
109027059 | 1057-S1COM-LTS-ASB-11R-00D | S1 ASS-B:11RD BLOWER1 FOR IAC AIR DRIER4 | E100LTS | EMD | 1057 | 4 |  | 2024-01-19 | 007973 | INST
109027060 | 1057-S1COM-LTS-ASB-11R-00E | S1 ASS-B:11RE WUS-2 ASH MIXER FOR HSILO1 | E100LTS | EMD | 1057 | 4 |  | 2024-01-19 | 007973 | INST
109027061 | 1057-S1COM-LTS-ASB-12F-00B | S1 ASS-B:12FB WUS2 VENTFILTERFAN HSILO-1 | E100LTS | EMD | 1057 | 4 |  | 2024-01-19 | 007973 | INST
109027062 | 1057-S1COM-LTS-ASB-12F-00C | S1 ASS-B:12FC WUS1 VENTFILTERFAN HSILO-2 | E100LTS | EMD | 1057 | 4 |  | 2024-01-19 | 007973 | INST
109027063 | 1057-S1COM-LTS-ASB-12F-00D | S1 ASS-B:12FD WUS1 VENTFILTERFAN HSILO-3 | E100LTS | EMD | 1057 | 4 |  | 2024-01-19 | 007973 | INST
109027064 | 1057-S1COM-LTS-ASB-12F-00E | S1 ASS-B:12FE WUS1 ASH MIXER FOR HSILO-2 | E100LTS | EMD | 1057 | 4 |  | 2024-01-19 | 007973 | INST
109027065 | 1057-S1COM-LTS-ASB-12R-00A | S1 ASS-B:12RA EMPLOYER'S USE | E100LTS | EMD | 1057 | 4 |  | 2024-01-19 | 007973 | INST
109027066 | 1057-S1COM-LTS-ASB-12R-00C | S1 ASS-B:12RC FLUIDCOUPG FOR SLURRY P-B | E100LTS | EMD | 1057 | 4 |  | 2024-01-19 | 007973 | INST
109027067 | 1057-S1COM-LTS-ASB-12R-00D | S1 ASS-B:12RD SLUDGE PUMP -B | E100LTS | EMD | 1057 | 4 |  | 2024-01-19 | 007973 | INST
109027068 | 1057-S1COM-LTS-ASB-12R-00E | S1 ASS-B:12RE WUS2 ASH MIXER FOR HSILO-3 | E100LTS | EMD | 1057 | 4 |  | 2024-01-19 | 007973 | INST
109027069 | 1057-S1COM-LTS-ASB-13F-00B | S1 ASS-B:13FB U2 CAC AIR DRYER-4 -5KW | E100LTS | EMD | 1057 | 4 |  | 2024-01-19 | 007973 | INST
109027070 | 1057-S1COM-LTS-ASB-13F-00C | S1 ASS-B:13FC U2 CAC AIR DRYER-6 -5KW | E100LTS | EMD | 1057 | 4 |  | 2024-01-19 | 007973 | INST
109027071 | 1057-S1COM-LTS-ASB-13F-00D | S1 ASS-B:13FD PNL FOR U1CONVG AIRCOMP-2 | E100LTS | EMD | 1057 | 4 |  | 2024-01-19 | 007973 | INST
109027072 | 1057-S1COM-LTS-ASB-13R-00B | S1 ASS-B:13RB PNL FOR U1CONVG AIRCOMP-3 | E100LTS | EMD | 1057 | 4 |  | 2024-01-19 | 007973 | INST
109027073 | 1057-S1COM-LTS-ASB-13R-00C | S1 ASS-B:13RC PNL FOR U1CONVG AIRCOMP-6 | E100LTS | EMD | 1057 | 4 |  | 2024-01-19 | 007973 | INST
109027074 | 1057-S1COM-LTS-ASB-13R-00D | S1 ASS-B:13RD PNL FOR U2CONVG AIRCOMP-7 | E100LTS | EMD | 1057 | 4 |  | 2024-01-19 | 007973 | INST
109027075 | 1057-S1COM-LTS-ASB-13R-00E | S1 ASS-B:13RE PNL FOR U2CONVG AIRCOMP-10 | E100LTS | EMD | 1057 | 4 |  | 2024-01-19 | 007973 | INST
109027076 | 1057-S1COM-LTS-ASB-13R-00F | S1 ASS-B:13RF PNL FOR U2CONVG AIRCOMP-11 | E100LTS | EMD | 1057 | 4 |  | 2024-01-19 | 007973 | INST
109027077 | 1057-S1COM-LTS-ASB-13R-00G | S1 ASS-B:13RG PNL FOR INSTUMT AIRCOMPRE2 | E100LTS | EMD | 1057 | 4 |  | 2024-01-19 | 007973 | INST
109027078 | 1057-S1COM-LTS-ASB-13R-00H | S1 ASS-B:13RH SEAL WATER PUMP-2 | E100LTS | EMD | 1057 | 4 |  | 2024-01-19 | 007973 | INST
109027079 | 1057-S1COM-LTS-ASB-14F-00A | S1 ASS-B:14FA DUS SPOUT FOR HSILO2 | E100LTS | EMD | 1057 | 4 |  | 2024-01-19 | 007973 | INST
109027080 | 1057-S1COM-LTS-ASB-14F-00B | S1 ASS-B:14FB PNL FOR INSTUMT AIRCOMPRE3 | E100LTS | EMD | 1057 | 4 |  | 2024-01-19 | 007973 | INST
109027081 | 1057-S1COM-LTS-ASB-14F-00C | S1 ASS-B:14FC TRANSPORT AIR COMPRESSOR-2 | E100LTS | EMD | 1057 | 4 |  | 2024-01-19 | 007973 | INST
109027082 | 1057-S1COM-LTS-ASB-14F-00D | S1 ASS-B:14FD TRANSPORT AIR COMPRESSOR-3 | E100LTS | EMD | 1057 | 4 |  | 2024-01-19 | 007973 | INST
109027083 | 1057-S1COM-LTS-ASB-14F-00E | S1 ASS-B:14FE TRANSPORT AIR COMPRESSOR-6 | E100LTS | EMD | 1057 | 4 |  | 2024-01-19 | 007973 | INST
109027084 | 1057-S1COM-LTS-ASB-14F-00F | S1 ASS-B:14FF TRANSPORT AIR COMPRESSOR-8 | E100LTS | EMD | 1057 | 4 |  | 2024-01-19 | 007973 | INST
109027085 | 1057-S1COM-LTS-ASB-14F-00G | S1 ASS-B:14FG CONTROL SUPPLY TRANSFORMER | E100LTS | EMD | 1057 | 4 |  | 2024-01-19 | 007973 | INST
109027086 | 1057-S1COM-LTS-ASB-14R-00A | S1 ASS-B:14RA HSILO AERATION BLOWER-2 | E100LTS | EMD | 1057 | 4 |  | 2024-01-19 | 007973 | INST
109027087 | 1057-S1COM-LTS-ASB-14R-00H | S1 ASS-B:14RH HSILO-2 VENT FILTER FAN | E100LTS | EMD | 1057 | 4 |  | 2024-01-19 | 007973 | INST
109027088 | 1057-S1COM-LTS-ASB-15F-00A | S1 ASS-B:15FA HCSD SILO DRAIN PUMP A | E100LTS | EMD | 1057 | 4 |  | 2024-01-19 | 007973 | INST
109027089 | 1057-S1COM-LTS-ASB-15F-00B | S1 ASS-B:15FB VENTILATION SYS1-BATT.ROOM | E100LTS | EMD | 1057 | 4 |  | 2024-01-19 | 007973 | INST
109027090 | 1057-S1COM-LTS-ASB-15F-00C | S1 ASS-B:15FC HSILO-1 WET UNL SYS-1 ODV2 | E100LTS | EMD | 1057 | 4 |  | 2024-01-19 | 007973 | INST
109027091 | 1057-S1COM-LTS-ASB-15F-00D | S1 ASS-B:15FD HSILO-1 WET UNL SYS-2 ODV2 | E100LTS | EMD | 1057 | 4 |  | 2024-01-19 | 007973 | INST
109027092 | 1057-S1COM-LTS-ASB-15F-00E | S1 ASS-B:15FE WUS2 SCREW FDR FOR HSILO-1 | E100LTS | EMD | 1057 | 4 |  | 2024-01-19 | 007973 | INST
109027093 | 1057-S1COM-LTS-ASB-15R-00A | S1 ASS-B:15RA HCSD SILO AERATION BLOWER3 | E100LTS | EMD | 1057 | 4 |  | 2024-01-19 | 007973 | INST
109027094 | 1057-S1COM-LTS-ASB-15R-00B | S1 ASS-B:15RB HSILO-2 WET UNL SYS-1 ODV2 | E100LTS | EMD | 1057 | 4 |  | 2024-01-19 | 007973 | INST
109027095 | 1057-S1COM-LTS-ASB-15R-00C | S1 ASS-B:15RC HSILO-2 WET UNL SYS-2 ODV2 | E100LTS | EMD | 1057 | 4 |  | 2024-01-19 | 007973 | INST
109027096 | 1057-S1COM-LTS-ASB-15R-00D | S1 ASS-B:15RD HSILO-3 WET UNL SYS-1 ODV2 | E100LTS | EMD | 1057 | 4 |  | 2024-01-19 | 007973 | INST
109027097 | 1057-S1COM-LTS-ASB-15R-00E | S1 ASS-B:15RE HSILO-3 WET UNL SYS-2 ODV2 | E100LTS | EMD | 1057 | 4 |  | 2024-01-19 | 007973 | INST
109027098 | 1057-S1COM-LTS-ASB-15R-00F | S1 ASS-B:15RF SUPY FAN-1 FOR VENTILATION | E100LTS | EMD | 1057 | 4 |  | 2024-01-19 | 007973 | INST
109027099 | 1057-S1COM-LTS-ASB-15R-00G | S1 ASS-B:15RG EX FAN-1 FOR BATTERY ROOM | E100LTS | EMD | 1057 | 4 |  | 2024-01-19 | 007973 | INST
109027100 | 1057-S1COM-LTS-ASB-15R-00H | S1 ASS-B:15RH WUS-1 SCREW FDR FOR HSILO2 | E100LTS | EMD | 1057 | 4 |  | 2024-01-19 | 007973 | INST
109027101 | 1057-S1COM-LTS-ASB-16F | S1 ASS-B:16F INCOMER -1 | E100LTS | EMD | 1057 | 4 |  | 2024-01-19 | 007973 | INST
109027102 | 1057-S1COM-LTS-ASB-17F-00A | S1 ASS-B:17FA BUS PT MODULE | E100LTS | EMD | 1057 | 4 |  | 2024-01-19 | 007973 | INST
109027103 | 1057-S1COM-LTS-ASB-17F-00B | S1 ASS-B:17FB HSILO1 WUS1 ASH CONDIT SWV | E100LTS | EMD | 1057 | 4 |  | 2024-01-19 | 007973 | INST
109027104 | 1057-S1COM-LTS-ASB-17F-00C | S1 ASS-B:17FC HSILO2 WUS1 ASH CONDIT SWV | E100LTS | EMD | 1057 | 4 |  | 2024-01-19 | 007973 | INST
109027105 | 1057-S1COM-LTS-ASB-17F-00D | S1 ASS-B:17FD HSILO3 WUS1 ASH CONDIT SWV | E100LTS | EMD | 1057 | 4 |  | 2024-01-19 | 007973 | INST
109027106 | 1057-S1COM-LTS-ASB-17F-00E | S1 ASS-B:17FE WUS2 SCREW FDR FOR HSILO-3 | E100LTS | EMD | 1057 | 4 |  | 2024-01-19 | 007973 | INST
109027107 | 1057-S1COM-LTS-ASB-17F-00G | S1 ASS-B:17FG TRANSPORT AIR COMPRESSOR-9 | E100LTS | EMD | 1057 | 4 |  | 2024-01-19 | 007973 | INST
109027108 | 1057-S1COM-LTS-ASB-17F-00H | S1 ASS-B:17FH DRAIN SUMP PUMP-B | E100LTS | EMD | 1057 | 4 |  | 2024-01-19 | 007973 | INST
109027109 | 1057-S1COM-LTS-ASB-17R-00C | S1 ASS-B:17RC COMPRESSOR HOUSE SUPY FAN2 | E100LTS | EMD | 1057 | 4 |  | 2024-01-19 | 007973 | INST
109027110 | 1057-S1COM-LTS-ASB-17R-00D | S1 ASS-B:17RD COMPRESSOR HOUSE SUPY FAN3 | E100LTS | EMD | 1057 | 4 |  | 2024-01-19 | 007973 | INST
109027111 | 1057-S1COM-LTS-ASB-17R-00E | S1 ASS-B:17RE COMPRESSOR HOUSE SUPY FAN6 | E100LTS | EMD | 1057 | 4 |  | 2024-01-19 | 007973 | INST
109027112 | 1057-S1COM-LTS-ASB-17R-00F | S1 ASS-B:17RF COMPRESSOR HOUSE SUPY FAN7 | E100LTS | EMD | 1057 | 4 |  | 2024-01-19 | 007973 | INST
109027113 | 1057-S1COM-LTS-ASB-17R-00G | S1 ASS-B:17RG COMPRESOR HOUSE SUPY FAN10 | E100LTS | EMD | 1057 | 4 |  | 2024-01-19 | 007973 | INST
109027114 | 1057-S1COM-LTS-ASB-18F-00A | S1 ASS-B:18FA COMPRESOR HOUSE SUPY FAN-1 | E100LTS | EMD | 1057 | 4 |  | 2024-01-19 | 007973 | INST
109027115 | 1057-S1COM-LTS-ASB-18F-00B | S1 ASS-B:18FB COMPRESOR HOUSE SUPY FAN14 | E100LTS | EMD | 1057 | 4 |  | 2024-01-19 | 007973 | INST
109027116 | 1057-S1COM-LTS-ASB-18F-00C | S1 ASS-B:18FC COMPRESSOR HOUSE SUPY FAN2 | E100LTS | EMD | 1057 | 4 |  | 2024-01-19 | 007973 | INST
109027117 | 1057-S1COM-LTS-ASB-18F-00D | S1 ASS-B:18FD COMPRESSOR HOUSE SUPY FAN3 | E100LTS | EMD | 1057 | 4 |  | 2024-01-19 | 007973 | INST
109027118 | 1057-S1COM-LTS-ASB-18R-00C | S1 ASS-B:18RC SUPLY FAN1 FOR VENTILATION | E100LTS | EMD | 1057 | 4 |  | 2024-01-19 | 007973 | INST
109027119 | 1057-S1COM-LTS-ASB-18R-00D | S1 ASS-B:18RD PSRVF HFLY ASHSILO2 VFDPNL | E100LTS | EMD | 1057 | 4 |  | 2024-01-19 | 007973 | INST
109027120 | 1057-S1COM-LTS-ASB-18R-00E | S1 ASS-B:18RE PS2TO HSILO UNL PNL HSILO1 | E100LTS | EMD | 1057 | 4 |  | 2024-01-19 | 007973 | INST
109027121 | 1057-S1COM-LTS-ASB-18R-00F | S1 ASS-B:18RF PS2TO HSILO UNLPNLL HSILO2 | E100LTS | EMD | 1057 | 4 |  | 2024-01-19 | 007973 | INST
109027122 | 1057-S1COM-LTS-ASB-18R-00G | S1 ASS-B:18RG PS2TO HSILO UNL PNL HSILO3 | E100LTS | EMD | 1057 | 4 |  | 2024-01-19 | 007973 | INST
109027123 | 1057-S1COM-LTS-ASB-18R-00H | S1 ASS-B:18RH PS2TO HSILO UNL CTRL PNL | E100LTS | EMD | 1057 | 4 |  | 2024-01-19 | 007973 | INST
109027124 | 1057-S1COM-LTS-ASI | STAGE1 ASH SILO SG. | E100LTS | EMD | 1057 | 4 |  | 2024-01-19 | 007973 | INST
109027125 | 1057-S1COM-LTS-ASI-01F-00C | S1 ASI :EMPLOYER'S USE | E100LTS | EMD | 1057 | 4 |  | 2024-01-19 | 007973 | INST
109027126 | 1057-S1COM-LTS-ASI-01F-00D | S1 ASI :SUPPLY FAN-1-for VENTILATION | E100LTS | EMD | 1057 | 4 |  | 2024-01-19 | 007973 | INST
109027127 | 1057-S1COM-LTS-ASI-01F-00E | S1 ASI :SPARE MODULE | E100LTS | EMD | 1057 | 4 |  | 2024-01-19 | 007973 | INST
109027128 | 1057-S1COM-LTS-ASI-01F-00F | S1 ASI :FA SILO-4 WU ASH CONDITIONER | E100LTS | EMD | 1057 | 4 |  | 2024-01-19 | 007973 | INST
109027129 | 1057-S1COM-LTS-ASI-01R-00B | S1 ASI :FA SILO-1 VENT FILTER FAN | E100LTS | EMD | 1057 | 4 |  | 2024-01-19 | 007973 | INST
109027130 | 1057-S1COM-LTS-ASI-01R-00C | S1 ASI :FA SILO-4 DU UNLOADING SPOUT | E100LTS | EMD | 1057 | 4 |  | 2024-01-19 | 007973 | INST
109027131 | 1057-S1COM-LTS-ASI-01R-00D | S1 ASI:VENTIL.SYST-2 BTRY ROM (SPLY FAN) | E100LTS | EMD | 1057 | 4 |  | 2024-01-19 | 007973 | INST
109027132 | 1057-S1COM-LTS-ASI-01R-00E | PWR SPLY- RVF-1 (FLY ASH SILO-1) VFD PNL | E100LTS | EMD | 1057 | 4 |  | 2024-01-19 | 007973 | INST
109027133 | 1057-S1COM-LTS-ASI-01R-00F | PWR SPLY- RVF-2 (FLY ASH SILO-2)VFD PNL | E100LTS | EMD | 1057 | 4 |  | 2024-01-19 | 007973 | INST
109027134 | 1057-S1COM-LTS-ASI-01R-00G | S1 ASI :SPARE MODULE | E100LTS | EMD | 1057 | 4 |  | 2024-01-19 | 007973 | INST
109027135 | 1057-S1COM-LTS-ASI-02F-00B | S1 ASI :SPARE MODULE | E100LTS | EMD | 1057 | 4 |  | 2024-01-19 | 007973 | INST
109027136 | 1057-S1COM-LTS-ASI-02F-00C | S1 ASI :FDR TO SILO WASH WATER PUMP-2 | E100LTS | EMD | 1057 | 4 |  | 2024-01-19 | 007973 | INST
109027137 | 1057-S1COM-LTS-ASI-02F-00D | S1 ASI :SPARE MODULE | E100LTS | EMD | 1057 | 4 |  | 2024-01-19 | 007973 | INST
109027138 | 1057-S1COM-LTS-ASI-02F-00E | S1 ASI :AC SYSTEM | E100LTS | EMD | 1057 | 4 |  | 2024-01-19 | 007973 | INST
109027139 | 1057-S1COM-LTS-ASI-02F-00F | S1 ASI :FA SILO-1 WU ASH CONDITIONER | E100LTS | EMD | 1057 | 4 |  | 2024-01-19 | 007973 | INST
109027140 | 1057-S1COM-LTS-ASI-02R-00B | S1 ASI :BHEL UPS | E100LTS | EMD | 1057 | 4 |  | 2024-01-19 | 007973 | INST
109027141 | 1057-S1COM-LTS-ASI-02R-00C | EXH.FAN-2- SILO UTILITY BLDG (PMP HOUSE) | E100LTS | EMD | 1057 | 4 |  | 2024-01-19 | 007973 | INST
109027142 | 1057-S1COM-LTS-ASI-02R-00D | S1 ASI :EXHAUST FAN-2 - BTRY ROOM | E100LTS | EMD | 1057 | 4 |  | 2024-01-19 | 007973 | INST
109027143 | 1057-S1COM-LTS-ASI-02R-00E | S1 ASI :EMPLOYER'S USE | E100LTS | EMD | 1057 | 4 |  | 2024-01-19 | 007973 | INST
109027144 | 1057-S1COM-LTS-ASI-02R-00F | SILO FLUIDISING HTR-1 | E100LTS | EMD | 1057 | 4 |  | 2024-01-19 | 007973 | INST
109027145 | 1057-S1COM-LTS-ASI-03F-00B | S1 ASI :BHEL UPS | E100LTS | EMD | 1057 | 4 |  | 2024-01-19 | 007973 | INST
109027146 | 1057-S1COM-LTS-ASI-03F-00C | FA SILO 1 DU UNLOAD SPOUT BAG FLTR FAN | E100LTS | EMD | 1057 | 4 |  | 2024-01-19 | 007973 | INST
109027147 | 1057-S1COM-LTS-ASI-03F-00D | FA SILO 4 DU UNLOAD SPOUT BAG FILTER FAN | E100LTS | EMD | 1057 | 4 |  | 2024-01-19 | 007973 | INST
109027148 | 1057-S1COM-LTS-ASI-03F-00E | S1 ASI :SPARE MODULE | E100LTS | EMD | 1057 | 4 |  | 2024-01-19 | 007973 | INST
109027149 | 1057-S1COM-LTS-ASI-03R-00B | S1 ASI :SUPPLY - 24VDC BATTERY CHARGER | E100LTS | EMD | 1057 | 4 |  | 2024-01-19 | 007973 | INST
109027150 | 1057-S1COM-LTS-ASI-03R-00C | SUPPLY FAN-1 - PRESSURISED VENTILATION | E100LTS | EMD | 1057 | 4 |  | 2024-01-19 | 007973 | INST
109027151 | 1057-S1COM-LTS-ASI-03R-00D | S1 ASI :SPARE MODULE | E100LTS | EMD | 1057 | 4 |  | 2024-01-19 | 007973 | INST
109027152 | 1057-S1COM-LTS-ASI-03R-00E | S1 ASI :FDR -LIGHTING LOAD TRF | E100LTS | EMD | 1057 | 4 |  | 2024-01-19 | 007973 | INST
109027153 | 1057-S1COM-LTS-ASI-03R-00F | S1 ASI :SILO FLUIDISING HEATER-4 | E100LTS | EMD | 1057 | 4 |  | 2024-01-19 | 007973 | INST
109027154 | 1057-S1COM-LTS-ASI-04F-ABC | S1 ASI :INCOMER -1 | E100LTS | EMD | 1057 | 4 |  | 2024-01-19 | 007973 | INST
109027155 | 1057-S1COM-LTS-ASI-05F-00A | S1 ASI :BUS PT MODULE | E100LTS | EMD | 1057 | 4 |  | 2024-01-19 | 007973 | INST
109027156 | 1057-S1COM-LTS-ASI-05F-00B | S1 ASI :FDR-ACFB | E100LTS | EMD | 1057 | 4 |  | 2024-01-19 | 007973 | INST
109027157 | 1057-S1COM-LTS-ASI-05F-00C | SPLY FANS-1-SILO UTILITY BLDG (PMPHOUSE) | E100LTS | EMD | 1057 | 4 |  | 2024-01-19 | 007973 | INST
109027158 | 1057-S1COM-LTS-ASI-05F-00D | EXH. FAN-1- SILO UTILITY BLDG.(PMPHOUSE) | E100LTS | EMD | 1057 | 4 |  | 2024-01-19 | 007973 | INST
109027159 | 1057-S1COM-LTS-ASI-05F-00E | DRAIN SUMP PMP- FLYASH SILO AREA -A | E100LTS | EMD | 1057 | 4 |  | 2024-01-19 | 007973 | INST
109027160 | 1057-S1COM-LTS-ASI-05R-00B | S1 ASI :FA SILO-1 DU UNLOADING SPOUT | E100LTS | EMD | 1057 | 4 |  | 2024-01-19 | 007973 | INST
109027161 | 1057-S1COM-LTS-ASI-05R-00C | PWR SPLY-1-SILO UNLOAD PNL(FLYASH SILO1) | E100LTS | EMD | 1057 | 4 |  | 2024-01-19 | 007973 | INST
109027162 | 1057-S1COM-LTS-ASI-05R-00D | PWR SPLY-2-SILO UNLOAD PNL(FLYASH SILO2) | E100LTS | EMD | 1057 | 4 |  | 2024-01-19 | 007973 | INST
109027163 | 1057-S1COM-LTS-ASI-05R-00E | PWR SPLY-1-SILO UNLOAD PNL(FLYASH SILO3) | E100LTS | EMD | 1057 | 4 |  | 2024-01-19 | 007973 | INST
109027164 | 1057-S1COM-LTS-ASI-05R-00F | PWR SPLY-2-SILO UNLOAD PNL(FLYASH SILO4) | E100LTS | EMD | 1057 | 4 |  | 2024-01-19 | 007973 | INST
109027165 | 1057-S1COM-LTS-ASI-05R-00G | PWR SPLY-1 TO SILO MIMIC CONTROL PNL | E100LTS | EMD | 1057 | 4 |  | 2024-01-19 | 007973 | INST
109027166 | 1057-S1COM-LTS-ASI-05R-00H | SILO FLUIDISING HEATER-5 | E100LTS | EMD | 1057 | 4 |  | 2024-01-19 | 007973 | INST
109027167 | 1057-S1COM-LTS-ASI-06F-00B | S1 ASI :ASH CONDITIONER WATER PUMP-1 | E100LTS | EMD | 1057 | 4 |  | 2024-01-19 | 007973 | INST
109027168 | 1057-S1COM-LTS-ASI-06F-00C | PWR SPLY-RVF-1(FLY ASH SILO-4) VFD PNL | E100LTS | EMD | 1057 | 4 | 2026-02-03 | 2024-01-19 | 007973 | INST
109027169 | 1057-S1COM-LTS-ASI-06F-00D | PWR SPLY- RVF-2 (FLY ASH SILO-4)VFD PNL | E100LTS | EMD | 1057 | 4 |  | 2024-01-19 | 007973 | INST
109027170 | 1057-S1COM-LTS-ASI-06F-00E | S1 ASI :FA SILO-4 VENT FILTER FAN | E100LTS | EMD | 1057 | 4 |  | 2024-01-19 | 007973 | INST
109027171 | 1057-S1COM-LTS-ASI-06F-00F | S1 ASI :6FF&7FE:5KVA | E100LTS | EMD | 1057 | 4 |  | 2024-01-19 | 007973 | INST
109027172 | 1057-S1COM-LTS-ASI-06R-00B | WELDING LOAD TRF | E100LTS | EMD | 1057 | 4 |  | 2024-01-19 | 007973 | INST
109027173 | 1057-S1COM-LTS-ASI-06R-00C | S1 ASI :SPARE MODULE | E100LTS | EMD | 1057 | 4 |  | 2024-01-19 | 007973 | INST
109027174 | 1057-S1COM-LTS-ASI-06R-00D | S1 ASI :SPARE MODULE | E100LTS | EMD | 1057 | 4 |  | 2024-01-19 | 007973 | INST
109027175 | 1057-S1COM-LTS-ASI-06R-00E | S1 ASI :SPARE MODULE | E100LTS | EMD | 1057 | 4 |  | 2024-01-19 | 007973 | INST
109027176 | 1057-S1COM-LTS-ASI-06R-00F | S1 ASI :SPARE MODULE | E100LTS | EMD | 1057 | 4 |  | 2024-01-19 | 007973 | INST
109027177 | 1057-S1COM-LTS-ASI-07F-00C | S1 ASI :EMPLOYER'S USE | E100LTS | EMD | 1057 | 4 |  | 2024-01-19 | 007973 | INST
109027178 | 1057-S1COM-LTS-ASI-07F-00D | S1 ASI :EMPLOYER'S USE | E100LTS | EMD | 1057 | 4 |  | 2024-01-19 | 007973 | INST
109027179 | 1057-S1COM-LTS-ASI-07R-00B | S1 ASI :FLUIDISING BLOWER-1 | E100LTS | EMD | 1057 | 4 |  | 2024-01-19 | 007973 | INST
109027180 | 1057-S1COM-LTS-ASI-07R-00C | S1 ASI :FLUIDISING BLOWER-4 | E100LTS | EMD | 1057 | 4 |  | 2024-01-19 | 007973 | INST
109027181 | 1057-S1COM-LTS-ASI-07R-00D | S1 ASI :SPARE MODULE | E100LTS | EMD | 1057 | 4 |  | 2024-01-19 | 007973 | INST
109027182 | 1057-S1COM-LTS-ASI-07R-00E | S1 ASI :SPARE MODULE | E100LTS | EMD | 1057 | 4 |  | 2024-01-19 | 007973 | INST
109027183 | 1057-S1COM-LTS-ASI-08F-ABC | S1 ASI :BUSCOUPLER | E100LTS | EMD | 1057 | 4 |  | 2024-01-19 | 007973 | INST
109027184 | 1057-S1COM-LTS-ASI-09F-00A | S1 ASI : FDR-SILO FLUIDISING HEATER-2 | E100LTS | EMD | 1057 | 4 |  | 2024-01-19 | 007973 | INST
109027185 | 1057-S1COM-LTS-ASI-09F-00B | S1 ASI : FDR TO LIGHTING LOAD TRF | E100LTS | EMD | 1057 | 4 |  | 2024-01-19 | 007973 | INST
109027186 | 1057-S1COM-LTS-ASI-09F-00C | S1 ASI :FA SILO-2 DU UNLOADING SPOUT | E100LTS | EMD | 1057 | 4 |  | 2024-01-19 | 007973 | INST
109027187 | 1057-S1COM-LTS-ASI-09F-00D | S1 ASI :9FD&10FE:5KVA | E100LTS | EMD | 1057 | 4 |  | 2024-01-19 | 007973 | INST
109027188 | 1057-S1COM-LTS-ASI-09R-00B | FA SILO 2 DU UNLOAD SPOUT BAG FILTER FAN | E100LTS | EMD | 1057 | 4 |  | 2024-01-19 | 007973 | INST
109027189 | 1057-S1COM-LTS-ASI-09R-00C | S1 ASI :EMPLOYER'S USE | E100LTS | EMD | 1057 | 4 |  | 2024-01-19 | 007973 | INST
109027190 | 1057-S1COM-LTS-ASI-09R-00D | S1 ASI :FA SILO-2 WU ASH CONDITIONER | E100LTS | EMD | 1057 | 4 |  | 2024-01-19 | 007973 | INST
109027191 | 1057-S1COM-LTS-ASI-10F-00A | S1 ASI :SPARE MODULE | E100LTS | EMD | 1057 | 4 |  | 2024-01-19 | 007973 | INST
109027192 | 1057-S1COM-LTS-ASI-10F-00B | SUPPLY - 24VDC BATTERY CHARGER | E100LTS | EMD | 1057 | 4 |  | 2024-01-19 | 007973 | INST
109027193 | 1057-S1COM-LTS-ASI-10F-00C | SPLY FANS-2-SILO UTILITY BLDG(PMPHOUSE) | E100LTS | EMD | 1057 | 4 |  | 2024-01-19 | 007973 | INST
109027194 | 1057-S1COM-LTS-ASI-10F-00D | S1 ASI :FDR TO ACFB | E100LTS | EMD | 1057 | 4 |  | 2024-01-19 | 007973 | INST
109027195 | 1057-S1COM-LTS-ASI-10R-00B | PWR SPLY-2-SILO UNLOAD PNL(FLYASH SILO1) | E100LTS | EMD | 1057 | 4 |  | 2024-01-19 | 007973 | INST
109027196 | 1057-S1COM-LTS-ASI-10R-00C | SPLY FANS-3-SILO UTILITY BLDG(PMPHOUSE) | E100LTS | EMD | 1057 | 4 |  | 2024-01-19 | 007973 | INST
109027197 | 1057-S1COM-LTS-ASI-10R-00D | EXH.FAN-3 - SILO UTILITY BLDG(PMP HOUSE) | E100LTS | EMD | 1057 | 4 |  | 2024-01-19 | 007973 | INST
109027198 | 1057-S1COM-LTS-ASI-10R-00E | S1 ASI :EXH.FAN-1 - BTRY ROOM | E100LTS | EMD | 1057 | 4 |  | 2024-01-19 | 007973 | INST
109027199 | 1057-S1COM-LTS-ASI-10R-00F | S1 ASI :FDR TO EOT CRANE | E100LTS | EMD | 1057 | 4 |  | 2024-01-19 | 007973 | INST
109027200 | 1057-S1COM-LTS-ASI-10R-00G | SILO FLUIDISING HEATER-3 | E100LTS | EMD | 1057 | 4 |  | 2024-01-19 | 007973 | INST
109027201 | 1057-S1COM-LTS-ASI-11F-ABC | S1 ASI :INCOMER -2 | E100LTS | EMD | 1057 | 4 |  | 2024-01-19 | 007973 | INST
109027202 | 1057-S1COM-LTS-ASI-12F-00B | S1 ASI :BUS PT MODULE | E100LTS | EMD | 1057 | 4 |  | 2024-01-19 | 007973 | INST
109027203 | 1057-S1COM-LTS-ASI-12F-00C | PWR SPLY-1-SILO UNLOAD PNL(FLYASH SILO2) | E100LTS | EMD | 1057 | 4 |  | 2024-01-19 | 007973 | INST
109027204 | 1057-S1COM-LTS-ASI-12F-00D | PWR SPLY-2-SILO UNLOAD PNL(FLYASH SILO3) | E100LTS | EMD | 1057 | 4 |  | 2024-01-19 | 007973 | INST
109027205 | 1057-S1COM-LTS-ASI-12F-00E | PWR SPLY-1-SILO UNLOAD PNL(FLYASH SILO4) | E100LTS | EMD | 1057 | 4 |  | 2024-01-19 | 007973 | INST
109027206 | 1057-S1COM-LTS-ASI-12F-00F | PWR SPLY-2 TO SILO MIMIC CONTROL PNL | E100LTS | EMD | 1057 | 4 |  | 2024-01-19 | 007973 | INST
109027207 | 1057-S1COM-LTS-ASI-12F-00G | S1 ASI :FA SILO-3 WU ASH CONDITIONER | E100LTS | EMD | 1057 | 4 |  | 2024-01-19 | 007973 | INST
109027208 | 1057-S1COM-LTS-ASI-12R-00B | S1 ASI :FA SILO-2 VENT FILTER FAN | E100LTS | EMD | 1057 | 4 |  | 2024-01-19 | 007973 | INST
109027209 | 1057-S1COM-LTS-ASI-12R-00C | S1 ASI :SUPPLY FAN-2 -FOR VENTILATION | E100LTS | EMD | 1057 | 4 |  | 2024-01-19 | 007973 | INST
109027210 | 1057-S1COM-LTS-ASI-12R-00D | VENTILATION SYST-1-BTRY ROOM (SPLY FAN) | E100LTS | EMD | 1057 | 4 |  | 2024-01-19 | 007973 | INST
109027211 | 1057-S1COM-LTS-ASI-12R-00E | S1 ASI :FLUIDISING BLOWER -2 | E100LTS | EMD | 1057 | 4 |  | 2024-01-19 | 007973 | INST
109027212 | 1057-S1COM-LTS-ASI-12R-00F | S1 ASI :FLUIDISING BLOWER -3 | E100LTS | EMD | 1057 | 4 |  | 2024-01-19 | 007973 | INST
109027213 | 1057-S1COM-LTS-ASI-13F-00B | S1 ASI :ASH CONDITIONER WATER PUMP-2 | E100LTS | EMD | 1057 | 4 |  | 2024-01-19 | 007973 | INST
109027214 | 1057-S1COM-LTS-ASI-13F-00C | S1 ASI :SPLY FAN-2 - PRESSURISED VENTIL | E100LTS | EMD | 1057 | 4 |  | 2024-01-19 | 007973 | INST
109027215 | 1057-S1COM-LTS-ASI-13F-00D | EXHAUST FAN -SILO UTILITY BLDG TOILET | E100LTS | EMD | 1057 | 4 |  | 2024-01-19 | 007973 | INST
109027216 | 1057-S1COM-LTS-ASI-13F-00E | S1 ASI :SPARE MODULE | E100LTS | EMD | 1057 | 4 |  | 2024-01-19 | 007973 | INST
109027217 | 1057-S1COM-LTS-ASI-13F-00F | DRAIN SUMP PUMP- FLY ASH SILO AREA -B | E100LTS | EMD | 1057 | 4 |  | 2024-01-19 | 007973 | INST
109027218 | 1057-S1COM-LTS-ASI-13R-00B | S1 ASI :BHEL UPS | E100LTS | EMD | 1057 | 4 |  | 2024-01-19 | 007973 | INST
109027219 | 1057-S1COM-LTS-ASI-13R-00C | FA SILO 3 DU UNLOAD SPOUT BAG FILTER FAN | E100LTS | EMD | 1057 | 4 |  | 2024-01-19 | 007973 | INST
109027220 | 1057-S1COM-LTS-ASI-13R-00D | S1 ASI :SILO WASH WATER PUMP-1 | E100LTS | EMD | 1057 | 4 |  | 2024-01-19 | 007973 | INST
109027221 | 1057-S1COM-LTS-ASI-13R-00E | S1 ASI :SPARE MODULE | E100LTS | EMD | 1057 | 4 |  | 2024-01-19 | 007973 | INST
109027222 | 1057-S1COM-LTS-ASI-13R-00F | S1 ASI :FA SILO-3 DU UNLOADING SPOUT | E100LTS | EMD | 1057 | 4 |  | 2024-01-19 | 007973 | INST
109027223 | 1057-S1COM-LTS-ASI-14F-00B | S1 ASI :ASH CONDITIONER WATER PUMP-3 | E100LTS | EMD | 1057 | 4 |  | 2024-01-19 | 007973 | INST
109027224 | 1057-S1COM-LTS-ASI-14F-00C | S1 ASI :EMPLOYER'S USE | E100LTS | EMD | 1057 | 4 |  | 2024-01-19 | 007973 | INST
109027225 | 1057-S1COM-LTS-ASI-14F-00D | S1 ASI :SPARE MODULE | E100LTS | EMD | 1057 | 4 |  | 2024-01-19 | 007973 | INST
109027226 | 1057-S1COM-LTS-ASI-14R-00B | S1 ASI :EMPLOYER'S USE | E100LTS | EMD | 1057 | 4 |  | 2024-01-19 | 007973 | INST
109027227 | 1057-S1COM-LTS-ASI-14R-00C | PWR SPLY- RVF-2 (FLY ASH SILO-3) VFD PNL | E100LTS | EMD | 1057 | 4 |  | 2024-01-19 | 007973 | INST
109027228 | 1057-S1COM-LTS-ASI-14R-00D | PWR SPLY-RVF-1(FLY ASH SILO-3) VFD PNL | E100LTS | EMD | 1057 | 4 | 2026-02-03 | 2024-01-19 | 007973 | INST
109027229 | 1057-S1COM-LTS-ASI-14R-00E | S1 ASI :SPARE MODULE | E100LTS | EMD | 1057 | 4 |  | 2024-01-19 | 007973 | INST
109027230 | 1057-S1COM-LTS-ASI-14R-00F | S1 ASI :SPARE MODULE | E100LTS | EMD | 1057 | 4 |  | 2024-01-19 | 007973 | INST
109027231 | 1057-S1COM-LTS-ASI-14R-00G | S1 ASI :SPARE MODULE | E100LTS | EMD | 1057 | 4 |  | 2024-01-19 | 007973 | INST
109027232 | 1057-S1COM-LTS-ASI-14R-00H | S1 ASI :SPARE MODULE | E100LTS | EMD | 1057 | 4 |  | 2024-01-19 | 007973 | INST
109027233 | 1057-S1COM-LTS-ASI-15F-00B | S1 ASI :EMPLOYER'S USE | E100LTS | EMD | 1057 | 4 |  | 2024-01-19 | 007973 | INST
109027234 | 1057-S1COM-LTS-ASI-15F-00C | S1 ASI :SPARE MODULE | E100LTS | EMD | 1057 | 4 |  | 2024-01-19 | 007973 | INST
109027235 | 1057-S1COM-LTS-ASI-15F-00D | S1 ASI :AC SYSTEM | E100LTS | EMD | 1057 | 4 |  | 2024-01-19 | 007973 | INST
109027236 | 1057-S1COM-LTS-ASI-15F-00E | S1 ASI :SPARE MODULE | E100LTS | EMD | 1057 | 4 |  | 2024-01-19 | 007973 | INST
109027237 | 1057-S1COM-LTS-ASI-15R-00B | S1 ASI :FA SILO-3 VENT FILTER FAN | E100LTS | EMD | 1057 | 4 |  | 2024-01-19 | 007973 | INST
109027238 | 1057-S1COM-LTS-ASI-15R-00C | PWR SPLY- RVF-2 (FLY ASH SILO-1)VFD PNL | E100LTS | EMD | 1057 | 4 |  | 2024-01-19 | 007973 | INST
109027239 | 1057-S1COM-LTS-ASI-15R-00D | PWR SPLY- RVF-1 (FLY ASH SILO-2) VFD PNL | E100LTS | EMD | 1057 | 4 |  | 2024-01-19 | 007973 | INST
109027240 | 1057-S1COM-LTS-ASI-15R-00E | S1 ASI :SPARE MODULE | E100LTS | EMD | 1057 | 4 |  | 2024-01-19 | 007973 | INST
109027241 | 1057-S1COM-LTS-ASI-15R-00F | S1 ASI :FDR TO FLUIDISING BLOWER -5 | E100LTS | EMD | 1057 | 4 |  | 2024-01-19 | 007973 | INST
109027242 | 1057-S1COM-LTS-ASI-SEA | STAGE1 ASH SILO SG. SEC-A | E100LTS | EMD | 1057 | 4 |  | 2024-01-19 | 007973 | INST
109027243 | 1057-S1COM-LTS-ASI-SEB | STAGE1 ASH SILO SG. SEC-B | E100LTS | EMD | 1057 | 4 |  | 2024-01-19 | 007973 | INST
109027244 | 1057-S1COM-LTS-AWR | STAGE1 AWRS SG. | E100LTS | EMD | 1057 | 4 |  | 2024-01-19 | 007973 | INST
109027245 | 1057-S1COM-LTS-AWR-01F | S1 AWRS:1F I/C FROM AWRS AUX.SER. TRF-1 | E100LTS | EMD | 1057 | 4 |  | 2024-01-19 | 007973 | INST
109027246 | 1057-S1COM-LTS-AWR-02F-00B | S1 AWRS:2FB SULPHURIC ACID DOSING PUMP | E100LTS | EMD | 1057 | 4 |  | 2024-01-19 | 007973 | INST
109027247 | 1057-S1COM-LTS-AWR-02F-00C | S1 AWRS:2FC ASH WATER RECIRCULATION MOVS | E100LTS | EMD | 1057 | 4 |  | 2024-01-19 | 007973 | INST
109027248 | 1057-S1COM-LTS-AWR-02F-00D | S1 AWRS:2FD MATERIAL HANDLING FOR AWRS | E100LTS | EMD | 1057 | 4 |  | 2024-01-19 | 007973 | INST
109027249 | 1057-S1COM-LTS-AWR-02F-00E | S1 AWRS:2FE PORTABLE SUBMERGIBLE PUMP | E100LTS | EMD | 1057 | 4 |  | 2024-01-19 | 007973 | INST
109027250 | 1057-S1COM-LTS-AWR-02F-00F | S1 AWRS:2FF BUS PT MODULE | E100LTS | EMD | 1057 | 4 |  | 2024-01-19 | 007973 | INST
109027251 | 1057-S1COM-LTS-AWR-02F-00G | S1 AWRS:2FG SPACE HEATER TRANSFORMER | E100LTS | EMD | 1057 | 4 |  | 2024-01-19 | 007973 | INST
109027252 | 1057-S1COM-LTS-AWR-02R-00B | S1 AWRS:2RB 24V DC SYSTEM | E100LTS | EMD | 1057 | 4 |  | 2024-01-19 | 007973 | INST
109027253 | 1057-S1COM-LTS-AWR-02R-00D | S1 AWRS:2RD 110V BATTERY CHARGER | E100LTS | EMD | 1057 | 4 |  | 2024-01-19 | 007973 | INST
109027254 | 1057-S1COM-LTS-AWR-02R-00E | S1 AWRS:2RE MLDB | E100LTS | EMD | 1057 | 4 |  | 2024-01-19 | 007973 | INST
109027255 | 1057-S1COM-LTS-AWR-02R-00F | S1 AWRS:2RF CONTROL SUPPLY TRFR MODULE | E100LTS | EMD | 1057 | 4 |  | 2024-01-19 | 007973 | INST
109027256 | 1057-S1COM-LTS-AWR-03F-00B | S1 AWRS:3FB FDR FOR VENT FAN IN AWRS PH | E100LTS | EMD | 1057 | 4 |  | 2024-01-19 | 007973 | INST
109027257 | 1057-S1COM-LTS-AWR-03F-00D | S1 AWRS:3FD ASH WATER RECIRCULATION MOVS | E100LTS | EMD | 1057 | 4 |  | 2024-01-19 | 007973 | INST
109027258 | 1057-S1COM-LTS-AWR-03F-00E | S1 AWRS:3FE AC FUSE BOX | E100LTS | EMD | 1057 | 4 |  | 2024-01-19 | 007973 | INST
109027259 | 1057-S1COM-LTS-AWR-03R-00B | S1 AWRS:3RB SEEPAGE WATER PUMP (AWRS) | E100LTS | EMD | 1057 | 4 |  | 2024-01-19 | 007973 | INST
109027260 | 1057-S1COM-LTS-AWR-03R-00C | S1 AWRS:3RC SEEPAGE WATER PUMP (AWRS) | E100LTS | EMD | 1057 | 4 |  | 2024-01-19 | 007973 | INST
109027261 | 1057-S1COM-LTS-AWR-03R-00D | S1 AWRS:3RD FDR FOR VENT. FAN IN AWRS PH | E100LTS | EMD | 1057 | 4 |  | 2024-01-19 | 007973 | INST
109027262 | 1057-S1COM-LTS-AWR-03R-00E | S1 AWRS:3RE UPS LOADS | E100LTS | EMD | 1057 | 4 |  | 2024-01-19 | 007973 | INST
109027263 | 1057-S1COM-LTS-AWR-03R-00G | S1 AWRS:3RG SULPHURIC ACID UNLG PUMP MOV | E100LTS | EMD | 1057 | 4 |  | 2024-01-19 | 007973 | INST
109027264 | 1057-S1COM-LTS-AWR-03R-00J | S1 AWRS:3RJ SULPHURIC ACID UNLG PUMP MOV | E100LTS | EMD | 1057 | 4 |  | 2024-01-19 | 007973 | INST
109027265 | 1057-S1COM-LTS-AWR-04F-00A | S1 AWRS:4FA &4FC ASH WATER RECOVERY PUMP | E100LTS | EMD | 1057 | 4 |  | 2024-01-19 | 007973 | INST
109027266 | 1057-S1COM-LTS-AWR-04F-00B | S1 AWRS:4FB&4FD ASH POND FUGITIV DSS P/P | E100LTS | EMD | 1057 | 4 |  | 2024-01-19 | 007973 | INST
109027267 | 1057-S1COM-LTS-AWR-06F-00A | S1 AWRS:6FA BUSCOUPLER | E100LTS | EMD | 1057 | 4 |  | 2024-01-19 | 007973 | INST
109027268 | 1057-S1COM-LTS-AWR-07F-00A | S1 AWRS:7FA &7FC ASH WATER RECOVERY PUMP | E100LTS | EMD | 1057 | 4 |  | 2024-01-19 | 007973 | INST
109027269 | 1057-S1COM-LTS-AWR-07F-00B | S1 AWRS:7FB&7FD ASH POND FUGITIV DSS P/P | E100LTS | EMD | 1057 | 4 |  | 2024-01-19 | 007973 | INST
109027270 | 1057-S1COM-LTS-AWR-08F-00A | S1 AWRS:8FA SULPHURIC ACID DOSING PUMP | E100LTS | EMD | 1057 | 4 |  | 2024-01-19 | 007973 | INST
109027271 | 1057-S1COM-LTS-AWR-08F-00C | S1 AWRS:8FC SULPHURIC ACID UNLODING PUMP | E100LTS | EMD | 1057 | 4 |  | 2024-01-19 | 007973 | INST
109027272 | 1057-S1COM-LTS-AWR-08F-00D | S1 AWRS:8FD UPS LOADS | E100LTS | EMD | 1057 | 4 |  | 2024-01-19 | 007973 | INST
109027273 | 1057-S1COM-LTS-AWR-08F-00F | S1 AWRS:8FF WELDING DB | E100LTS | EMD | 1057 | 4 |  | 2024-01-19 | 007973 | INST
109027274 | 1057-S1COM-LTS-AWR-08R-00B | S1 AWRS:8RB UPS LOADS | E100LTS | EMD | 1057 | 4 |  | 2024-01-19 | 007973 | INST
109027275 | 1057-S1COM-LTS-AWR-08R-00C | S1 AWRS:8RC 110V BATTERY | E100LTS | EMD | 1057 | 4 |  | 2024-01-19 | 007973 | INST
109027276 | 1057-S1COM-LTS-AWR-08R-00D | S1 AWRS:8RD SEEPAGE WATER PUMP (AWRS) | E100LTS | EMD | 1057 | 4 |  | 2024-01-19 | 007973 | INST
109027277 | 1057-S1COM-LTS-AWR-08R-00E | S1 AWRS:8RE MLDB | E100LTS | EMD | 1057 | 4 |  | 2024-01-19 | 007973 | INST
109027278 | 1057-S1COM-LTS-AWR-08R-00F | S1 AWRS:8RF CONTROL SUPPLY TRF MODULE | E100LTS | EMD | 1057 | 4 |  | 2024-01-19 | 007973 | INST
109027279 | 1057-S1COM-LTS-AWR-09F-00B | S1 AWRS:9FB SEEPAGE WATER PUMP (AWRS) | E100LTS | EMD | 1057 | 4 |  | 2024-01-19 | 007973 | INST
109027280 | 1057-S1COM-LTS-AWR-09F-00C | S1AWR:9FC PORTABLE SUBMERGIBLE PUMP AWRS | E100LTS | EMD | 1057 | 4 |  | 2024-01-19 | 007973 | INST
109027281 | 1057-S1COM-LTS-AWR-09F-00D | S1 AWRS:9FD BUS PT MODULE | E100LTS | EMD | 1057 | 4 |  | 2024-01-19 | 007973 | INST
109027282 | 1057-S1COM-LTS-AWR-09F-00E | S1 AWRS:9FE 24V DC SYSTEM | E100LTS | EMD | 1057 | 4 |  | 2024-01-19 | 007973 | INST
109027283 | 1057-S1COM-LTS-AWR-09F-00F | S1 AWRS:9FF AC FUSE BOX | E100LTS | EMD | 1057 | 4 |  | 2024-01-19 | 007973 | INST
109027284 | 1057-S1COM-LTS-AWR-09F-00G | S1 AWRS:9FG SPACE HEATER TRANSFORMER | E100LTS | EMD | 1057 | 4 |  | 2024-01-19 | 007973 | INST
109027285 | 1057-S1COM-LTS-AWR-09R-00B | S1AWR:9RB FDR FOR VENT FAN IN AWR SWGR | E100LTS | EMD | 1057 | 4 |  | 2024-01-19 | 007973 | INST
109027286 | 1057-S1COM-LTS-AWR-09R-00E | S1AWR:9RE SULPHURIC ACID UNLODG PUMP MOV | E100LTS | EMD | 1057 | 4 |  | 2024-01-19 | 007973 | INST
109027287 | 1057-S1COM-LTS-AWR-09R-00F | S1 AWRS:9RF ASH WATER RECIRCULATION MOVS | E100LTS | EMD | 1057 | 4 |  | 2024-01-19 | 007973 | INST
109027288 | 1057-S1COM-LTS-AWR-09R-00G | S1 AWRS:9RG ASH WATER RECIRCULATION MOVS | E100LTS | EMD | 1057 | 4 |  | 2024-01-19 | 007973 | INST
109027289 | 1057-S1COM-LTS-AWR-10F | S1AWR:10F I/C FRM AWRS AUX SERVICE TRF2 | E100LTS | EMD | 1057 | 4 |  | 2024-01-19 | 007973 | INST
109027290 | 1057-S1COM-LTS-AWR-SEA | STAGE1 AWRS SG. SEC-A | E100LTS | EMD | 1057 | 4 |  | 2024-01-19 | 007973 | INST
109027291 | 1057-S1COM-LTS-AWR-SEB | STAGE1 AWRS SG. SEC-B | E100LTS | EMD | 1057 | 4 |  | 2024-01-19 | 007973 | INST
104087695 | 1057-S1COM-LTS-CWS-01F-00A | S1 CWS PNL:1FA I/C-1 FROM CW SERV TRF-1 | E101LTS | EMD | 1057 | 5 | 2025-12-04 | 2022-07-28 | 008634 | INST
104087696 | 1057-S1COM-LTS-CWS-01F-00B | S#1 CWS PNL: 1FB Relay for CW I/C-1 | E101LTS | EMD | 1057 | 5 |  | 2022-07-28 | 008634 | INST
104087697 | 1057-S1COM-LTS-CWS-02F-00A | S1 CWS PNL:2FA I/C FROM ROOF TOP SOLAR | E101LTS | EMD | 1057 | 5 | 2025-12-04 | 2022-07-28 | 008634 | INST
104087698 | 1057-S1COM-LTS-CWS-02F-00B | S#1 CWS PNL: 2FB Relay roof top solar | E101LTS | EMD | 1057 | 5 |  | 2022-07-28 | 008634 | INST
104087699 | 1057-S1COM-LTS-CWS-03F-00A | S1 CWS PNL: 3FA CWP-2 LUB WATER PUMP-1 | E101LTS | EMD | 1057 | 5 | 2025-12-04 | 2022-07-28 | 008634 | INST
104087700 | 1057-S1COM-LTS-CWS-03F-00B | S#1 CWS PNL: 3FB Corsn inhbtr dsng p/p-A | E101LTS | EMD | 1057 | 5 |  | 2022-07-28 | 008634 | INST
104087701 | 1057-S1COM-LTS-CWS-03F-00C | S#1 CWS PNL:3FC Bus PT-A | E101LTS | EMD | 1057 | 5 |  | 2022-07-28 | 008634 | INST
104087702 | 1057-S1COM-LTS-CWS-03F-00D | S#1 CWS PNL:3FD UPS load | E101LTS | EMD | 1057 | 5 |  | 2022-07-28 | 008634 | INST
104087703 | 1057-S1COM-LTS-CWS-03F-00E | S1 CWS PNL:3FE CWPH 24V DC FCBC SOURCE-1 | E101LTS | EMD | 1057 | 5 | 2025-12-04 | 2022-07-28 | 008634 | INST
104087704 | 1057-S1COM-LTS-CWS-03F-00F | S1 CWS PNL:3FF AC LIGHTING BOARD I/C-1 | E101LTS | EMD | 1057 | 5 | 2025-12-04 | 2022-07-28 | 008634 | INST
104087705 | 1057-S1COM-LTS-CWS-03R-00A | S1 CWS PNL:3RA CWP-3 LUB WATER PUMP-1 | E101LTS | EMD | 1057 | 5 | 2025-12-04 | 2022-07-28 | 008634 | INST
104087706 | 1057-S1COM-LTS-CWS-03R-00B | S#1 CWS PNL:3RB DRAIN P/P EMPTY CW SUMP | E101LTS | EMD | 1057 | 5 |  | 2022-07-28 | 008634 | INST
104087707 | 1057-S1COM-LTS-CWS-03R-00C | S#1 CWS PNL:3RC MOV AT P/P DISCHARGE | E101LTS | EMD | 1057 | 5 |  | 2022-07-28 | 008634 | INST
104087708 | 1057-S1COM-LTS-CWS-03R-00D | S#1 CWS PNL:3RD MOV AT P/P DISCHARGE | E101LTS | EMD | 1057 | 5 |  | 2022-07-28 | 008634 | INST
104087709 | 1057-S1COM-LTS-CWS-03R-00E | S1 CWS PNL:3RE CW FOREBAY MAKE UP MOV | E101LTS | EMD | 1057 | 5 | 2025-12-04 | 2022-07-28 | 008634 | INST
104087710 | 1057-S1COM-LTS-CWS-03R-00F | S#1 CWS PNL:3RF UPS LOADS | E101LTS | EMD | 1057 | 5 |  | 2022-07-28 | 008634 | INST
104087711 | 1057-S1COM-LTS-CWS-04F-00A | S1 CWS PNL:4FA CWP-4 LUB WATER PUPMP-1 | E101LTS | EMD | 1057 | 5 | 2025-12-04 | 2022-07-28 | 008634 | INST
104087712 | 1057-S1COM-LTS-CWS-04F-00B | S#1 CWS PNL:4FB Bio disprcnt dsng p/p-A | E101LTS | EMD | 1057 | 5 |  | 2022-07-28 | 008634 | INST
104087713 | 1057-S1COM-LTS-CWS-04F-00C | S#1 CWS PNL:4FC Cors inht dng t/k-1 agTR | E101LTS | EMD | 1057 | 5 |  | 2022-07-28 | 008634 | INST
104087714 | 1057-S1COM-LTS-CWS-04F-00D | S#1 CWS PNL:4FD Bio disp dsng t/k-1 agTR | E101LTS | EMD | 1057 | 5 |  | 2022-07-28 | 008634 | INST
104087715 | 1057-S1COM-LTS-CWS-04F-00E | S#1 CWS PNL:4FC spare | E101LTS | EMD | 1057 | 5 |  | 2022-07-28 | 008634 | INST
104087716 | 1057-S1COM-LTS-CWS-04F-00F | S#1 CWS PNL:4FF spare | E101LTS | EMD | 1057 | 5 |  | 2022-07-28 | 008634 | INST
104087717 | 1057-S1COM-LTS-CWS-04R-00A | S1 CWS PNL:4RA CWPH GANTRY CRANE 50T | E101LTS | EMD | 1057 | 5 | 2025-12-04 | 2022-07-28 | 008634 | INST
104087718 | 1057-S1COM-LTS-CWS-04R-00B | S#1 CWS PNL:4RB AC FUSE BOARD-1 | E101LTS | EMD | 1057 | 5 |  | 2022-07-28 | 008634 | INST
104087719 | 1057-S1COM-LTS-CWS-04R-00C | S1 CWS PNL: 4RC | E101LTS | EMD | 1057 | 5 | 2025-12-04 | 2022-07-28 | 008634 | INST
104087720 | 1057-S1COM-LTS-CWS-04R-00D | S1 CWS PNL: 4RD | E101LTS | EMD | 1057 | 5 | 2025-12-04 | 2022-07-28 | 008634 | INST
104087721 | 1057-S1COM-LTS-CWS-04R-00E | S#1 CWS PNL:4RE DEWATERING P/P CW PH | E101LTS | EMD | 1057 | 5 |  | 2022-07-28 | 008634 | INST
104087722 | 1057-S1COM-LTS-CWS-04R-00F | S#1 CWS PNL:4RF WELDING DB | E101LTS | EMD | 1057 | 5 |  | 2022-07-28 | 008634 | INST
104087723 | 1057-S1COM-LTS-CWS-05F-00A | S1 CWS PNL:5FA CWP-5 LUB WATER PUMP-1 | E101LTS | EMD | 1057 | 5 | 2025-12-04 | 2022-07-28 | 008634 | INST
104087724 | 1057-S1COM-LTS-CWS-05F-00B | S#1 CWS PNL:5FB Spare | E101LTS | EMD | 1057 | 5 |  | 2022-07-28 | 008634 | INST
104087725 | 1057-S1COM-LTS-CWS-05F-00C | S#1 CWS PNL:5FC Scal inhb dsg t/k-1 agTR | E101LTS | EMD | 1057 | 5 |  | 2022-07-28 | 008634 | INST
104087726 | 1057-S1COM-LTS-CWS-05F-00D | S#1 CWS PNL:5FD spare | E101LTS | EMD | 1057 | 5 |  | 2022-07-28 | 008634 | INST
104087727 | 1057-S1COM-LTS-CWS-05F-00E | S#1 CWS PNL:5FE spare | E101LTS | EMD | 1057 | 5 |  | 2022-07-28 | 008634 | INST
104087728 | 1057-S1COM-LTS-CWS-05F-00F | S#1 CWS PNL:5FF 240V ac space htr suply | E101LTS | EMD | 1057 | 5 |  | 2022-07-28 | 008634 | INST
104087729 | 1057-S1COM-LTS-CWS-05R-00A | S#1 CWS PNL:5RA SPARE | E101LTS | EMD | 1057 | 5 |  | 2022-07-28 | 008634 | INST
104087730 | 1057-S1COM-LTS-CWS-05R-00B | S#1 CWS PNL:5RB VENTI FAN IN CWT BULDG | E101LTS | EMD | 1057 | 5 |  | 2022-07-28 | 008634 | INST
104087731 | 1057-S1COM-LTS-CWS-05R-00C | S1 CWS:5FA CWP1 HYDRAULIC OIL SUPLY UNIT | E101LTS | EMD | 1057 | 5 | 2025-12-04 | 2022-07-28 | 008634 | INST
104087732 | 1057-S1COM-LTS-CWS-05R-00D | S1 CWS:5RD CWP2 HYDRAULIC OIL SUPLY UNIT | E101LTS | EMD | 1057 | 5 | 2025-12-04 | 2022-07-28 | 008634 | INST
104087733 | 1057-S1COM-LTS-CWS-05R-00E | S#1 CWS PNL:5RE CW HIGH MAST | E101LTS | EMD | 1057 | 5 |  | 2022-07-28 | 008634 | INST
104087734 | 1057-S1COM-LTS-CWS-05R-00F | S1 CWS PNL:5RF | E101LTS | EMD | 1057 | 5 | 2025-12-04 | 2022-07-28 | 008634 | INST
104087735 | 1057-S1COM-LTS-CWS-05R-00G | S1 CWS PNL:5RG CW SWGR VENT FAN | E101LTS | EMD | 1057 | 5 | 2025-12-04 | 2022-07-28 | 008634 | INST
104087736 | 1057-S1COM-LTS-CWS-06F-00A | S#1 CWS PNL:6FA spare | E101LTS | EMD | 1057 | 5 |  | 2022-07-28 | 008634 | INST
104087737 | 1057-S1COM-LTS-CWS-06F-00B | S#1 CWS PNL:6FB Scale inhbt dsng p/p-A | E101LTS | EMD | 1057 | 5 |  | 2022-07-28 | 008634 | INST
104087738 | 1057-S1COM-LTS-CWS-06F-00C | S#1 CWS PNL:6FC SulpU acid unldng p/p-A | E101LTS | EMD | 1057 | 5 |  | 2022-07-28 | 008634 | INST
104087739 | 1057-S1COM-LTS-CWS-06F-00D | S#1 CWS PNL:6FD Spare | E101LTS | EMD | 1057 | 5 |  | 2022-07-28 | 008634 | INST
104087740 | 1057-S1COM-LTS-CWS-06F-00E | S#1 CWS PNL:6FE 110v ac control supply | E101LTS | EMD | 1057 | 5 |  | 2022-07-28 | 008634 | INST
104087741 | 1057-S1COM-LTS-CWS-06R-00A | S1 CWS PNL:6RA CWP-1 LUB WATER PUMP-1 | E101LTS | EMD | 1057 | 5 | 2025-12-04 | 2022-07-28 | 008634 | INST
104087742 | 1057-S1COM-LTS-CWS-06R-00B | S#1 CWS PNL:6RB SPARE | E101LTS | EMD | 1057 | 5 |  | 2022-07-28 | 008634 | INST
104087743 | 1057-S1COM-LTS-CWS-06R-00C | S#1 CWS PNL:6RC SULPU ACID DSNG P/P-A | E101LTS | EMD | 1057 | 5 |  | 2022-07-28 | 008634 | INST
104087744 | 1057-S1COM-LTS-CWS-06R-00D | S#1 CWS PNL:6RD ACID DILUT WATR P/P-A | E101LTS | EMD | 1057 | 5 |  | 2022-07-28 | 008634 | INST
104087745 | 1057-S1COM-LTS-CWS-06R-00E | S1 CWS PNL:6RE CW ICV-1 MOV | E101LTS | EMD | 1057 | 5 | 2025-12-04 | 2022-07-28 | 008634 | INST
104087746 | 1057-S1COM-LTS-CWS-06R-00F | S#1 CWS PNL:6RF SPARE | E101LTS | EMD | 1057 | 5 |  | 2022-07-28 | 008634 | INST
104087747 | 1057-S1COM-LTS-CWS-06R-00G | S#1 CWS PNL:6RG LIME PIT WATR T/F P/P-A | E101LTS | EMD | 1057 | 5 |  | 2022-07-28 | 008634 | INST
104087748 | 1057-S1COM-LTS-CWS-07F-00A | S#1 CWS PNL:7FA BUS-COUPLER | E101LTS | EMD | 1057 | 5 |  | 2022-07-28 | 008634 | INST
104087749 | 1057-S1COM-LTS-CWS-07F-00B | S#1 CWS PNL:7FB Relay for Buscoupler | E101LTS | EMD | 1057 | 5 |  | 2022-07-28 | 008634 | INST
104087750 | 1057-S1COM-LTS-CWS-08F-00A | S1 CWS PNL:8FA CWP-1 LUB WATER PUMP-2 | E101LTS | EMD | 1057 | 5 | 2025-12-04 | 2022-07-28 | 008634 | INST
104087751 | 1057-S1COM-LTS-CWS-08F-00B | S#1 CWS PNL:8FB Scale inhibiter pump-B | E101LTS | EMD | 1057 | 5 |  | 2022-07-28 | 008634 | INST
104087752 | 1057-S1COM-LTS-CWS-08F-00C | S#1 CWS PNL:8FC Bio dspr DSng t/k-2 agtR | E101LTS | EMD | 1057 | 5 |  | 2022-07-28 | 008634 | INST
104087753 | 1057-S1COM-LTS-CWS-08F-00D | S#1 CWS PNL:8FD Scal inhb dsg t/k-2 agTR | E101LTS | EMD | 1057 | 5 |  | 2022-07-28 | 008634 | INST
104087754 | 1057-S1COM-LTS-CWS-08F-00E | S#1 CWS PNL:8FE 110v ac control supply | E101LTS | EMD | 1057 | 5 |  | 2022-07-28 | 008634 | INST
104087755 | 1057-S1COM-LTS-CWS-08R-00A | S1 CWS PNL:8RA CWP-2 LUB WATER PUMP-2 | E101LTS | EMD | 1057 | 5 | 2025-12-04 | 2022-07-28 | 008634 | INST
104087756 | 1057-S1COM-LTS-CWS-08R-00B | S#1 CWS PNL:8RB SULPURIC ACID DSNG P/P-B | E101LTS | EMD | 1057 | 5 |  | 2022-07-28 | 008634 | INST
104087757 | 1057-S1COM-LTS-CWS-08R-00C | S1 CWS PNL:8RC | E101LTS | EMD | 1057 | 5 | 2025-12-04 | 2022-07-28 | 008634 | INST
104087758 | 1057-S1COM-LTS-CWS-08R-00D | S#1 CWS PNL:8RD UPS LOADS | E101LTS | EMD | 1057 | 5 |  | 2022-07-28 | 008634 | INST
104087759 | 1057-S1COM-LTS-CWS-08R-00E | S#1 CWS PNL:8RE SULP ACID UNLDNG p/p-B | E101LTS | EMD | 1057 | 5 |  | 2022-07-28 | 008634 | INST
104087760 | 1057-S1COM-LTS-CWS-08R-00F | S#1 CWS PNL:8RF AC FUSE BOARD-2 | E101LTS | EMD | 1057 | 5 |  | 2022-07-28 | 008634 | INST
104087761 | 1057-S1COM-LTS-CWS-08R-00G | S1 CWS PNL:8RG | E101LTS | EMD | 1057 | 5 | 2025-12-04 | 2022-07-28 | 008634 | INST
104087762 | 1057-S1COM-LTS-CWS-09F-00A | S1 CWS PNL:9FA CWP-3 LUB WATER PUMP-2 | E101LTS | EMD | 1057 | 5 | 2025-12-04 | 2022-07-28 | 008634 | INST
104087763 | 1057-S1COM-LTS-CWS-09F-00B | S#1 CWS PNL:9FB Bus PT - 2 | E101LTS | EMD | 1057 | 5 |  | 2022-07-28 | 008634 | INST
104087764 | 1057-S1COM-LTS-CWS-09F-00C | S1 CWS PNL:9FC | E101LTS | EMD | 1057 | 5 | 2025-12-04 | 2022-07-28 | 008634 | INST
104087765 | 1057-S1COM-LTS-CWS-09F-00D | S#1 CWS PNL:9FD Owner'S Requirement#10 | E101LTS | EMD | 1057 | 5 |  | 2022-07-28 | 008634 | INST
104087766 | 1057-S1COM-LTS-CWS-09F-00E | S1 CWS PNL:9FE | E101LTS | EMD | 1057 | 5 | 2025-12-04 | 2022-07-28 | 008634 | INST
104087767 | 1057-S1COM-LTS-CWS-09F-00F | S1 CWS PNL: 9FF 240V AC SPACE HEATER | E101LTS | EMD | 1057 | 5 | 2025-12-04 | 2022-07-28 | 008634 | INST
104087768 | 1057-S1COM-LTS-CWS-09R-00A | S#1 CWS PNL:9RA EMPTY | E101LTS | EMD | 1057 | 5 |  | 2022-07-28 | 008634 | INST
104088502 | 1057-S1COM-LTS-CWS-09R-00A | S#1 CWS PNL:9RA SPARE BRKR REAR | E101LTS | EMD | 1057 | 5 |  | 2022-08-18 | 008634 | INST
104087769 | 1057-S1COM-LTS-CWS-09R-00B | S1 CWS PNL:9RB CWP-4 LUB WATER PUMP-2 | E101LTS | EMD | 1057 | 5 | 2025-12-04 | 2022-07-28 | 008634 | INST
104087770 | 1057-S1COM-LTS-CWS-09R-00C | S1 CWS PNL:9RC | E101LTS | EMD | 1057 | 5 | 2025-12-04 | 2022-07-28 | 008634 | INST
104087771 | 1057-S1COM-LTS-CWS-09R-00D | S#1 CWS PNL:9RD MOV AT P/P DISCHARGE | E101LTS | EMD | 1057 | 5 |  | 2022-07-28 | 008634 | INST
104087772 | 1057-S1COM-LTS-CWS-09R-00E | S#1 CWS PNL:9RE ACID DILUT WATER P/P-B | E101LTS | EMD | 1057 | 5 |  | 2022-07-28 | 008634 | INST
104087773 | 1057-S1COM-LTS-CWS-09R-00F | S#1 CWS PNL:9RF spare | E101LTS | EMD | 1057 | 5 |  | 2022-07-28 | 008634 | INST
104087774 | 1057-S1COM-LTS-CWS-09R-00G | S1 CWS:9RG CWP3 HYDRAULIC OIL SUPLY UNIT | E101LTS | EMD | 1057 | 5 | 2025-12-04 | 2022-07-28 | 008634 | INST
104087775 | 1057-S1COM-LTS-CWS-10F-00A | S1 CWS PNL:10FA I/C-2 FROM CW SERV TRF-2 | E101LTS | EMD | 1057 | 5 | 2025-12-04 | 2022-07-28 | 008634 | INST
104087776 | 1057-S1COM-LTS-CWS-10F-00B | S#1 CWS PNL:10FB Relay for cw i/c-2 | E101LTS | EMD | 1057 | 5 |  | 2022-07-28 | 008634 | INST
104087777 | 1057-S1COM-LTS-CWS-11F-00A | S1 CWS PNL:11FA CWP-5 LUB WATER PUMP-2 | E101LTS | EMD | 1057 | 5 | 2025-12-04 | 2022-07-28 | 008634 | INST
104087778 | 1057-S1COM-LTS-CWS-11F-00B | S#1 CWS PNL:11FB Bio-disper dsng p/p-B | E101LTS | EMD | 1057 | 5 |  | 2022-07-28 | 008634 | INST
104087779 | 1057-S1COM-LTS-CWS-11F-00C | S1 CWS11FC CWP4 HYDRAULIC OIL SUPLY UNIT | E101LTS | EMD | 1057 | 5 | 2025-12-04 | 2022-07-28 | 008634 | INST
104087780 | 1057-S1COM-LTS-CWS-11F-00D | S1 CWS PNL:11FD CW BLOW DOWN MOV | E101LTS | EMD | 1057 | 5 | 2025-12-04 | 2022-07-28 | 008634 | INST
104087781 | 1057-S1COM-LTS-CWS-11F-00E | S#1 CWS PNL:11FE spare | E101LTS | EMD | 1057 | 5 |  | 2022-07-28 | 008634 | INST
104087782 | 1057-S1COM-LTS-CWS-11F-00F | S#1 CWS PNL:11FF spare ethernet switch | E101LTS | EMD | 1057 | 5 |  | 2022-07-28 | 008634 | INST
104087783 | 1057-S1COM-LTS-CWS-11R-00A | S#1 CWS PNL:11RA EMPTY | E101LTS | EMD | 1057 | 5 |  | 2022-07-28 | 008634 | INST
104087784 | 1057-S1COM-LTS-CWS-11R-00B | S#1 CWS PNL:11RB CORS INHB DNG TNK-2 AGT | E101LTS | EMD | 1057 | 5 |  | 2022-07-28 | 008634 | INST
104087785 | 1057-S1COM-LTS-CWS-11R-00C | S#1 CWS PNL:11RC SPARE | E101LTS | EMD | 1057 | 5 |  | 2022-07-28 | 008634 | INST
104087786 | 1057-S1COM-LTS-CWS-11R-00D | S1 CWS PNL:11RD CW RECIRC MOV | E101LTS | EMD | 1057 | 5 | 2025-12-04 | 2022-07-28 | 008634 | INST
104087787 | 1057-S1COM-LTS-CWS-11R-00E | S#1 CWS PNL:11RE SPARE | E101LTS | EMD | 1057 | 5 |  | 2022-07-28 | 008634 | INST
104087788 | 1057-S1COM-LTS-CWS-11R-00F | S1CWS:11RF GANTRY CRANE STOP LOG GATE 5T | E101LTS | EMD | 1057 | 5 | 2025-12-04 | 2022-07-28 | 008634 | INST
104087789 | 1057-S1COM-LTS-CWS-11R-00G | S#1 CWS PNL:11RG SPARE | E101LTS | EMD | 1057 | 5 |  | 2022-07-28 | 008634 | INST
104087790 | 1057-S1COM-LTS-CWS-12F-00A | S#1 CWS PNL:12FA Bus PT-B | E101LTS | EMD | 1057 | 5 |  | 2022-07-28 | 008634 | INST
104087791 | 1057-S1COM-LTS-CWS-12F-00B | S#1 CWS PNL:12FB SPARE | E101LTS | EMD | 1057 | 5 |  | 2022-07-28 | 008634 | INST
104087792 | 1057-S1COM-LTS-CWS-12F-00C | S1CWS:12FC CWP5 HYDRAULIC OIL SUPLY UNIT | E101LTS | EMD | 1057 | 5 | 2025-12-04 | 2022-07-28 | 008634 | INST
104087793 | 1057-S1COM-LTS-CWS-12F-00D | S#1 CWS PNL:12FD SPARE | E101LTS | EMD | 1057 | 5 |  | 2022-07-28 | 008634 | INST
104087794 | 1057-S1COM-LTS-CWS-12F-00E | S1 CWS PNL:12FE CW ICV-2 MOV | E101LTS | EMD | 1057 | 5 | 2025-12-04 | 2022-07-28 | 008634 | INST
104087795 | 1057-S1COM-LTS-CWS-12F-00F | S1 CWS PNL:12FF AC LIGHTING BOARD I/C-2 | E101LTS | EMD | 1057 | 5 | 2025-12-04 | 2022-07-28 | 008634 | INST
104087796 | 1057-S1COM-LTS-CWS-12R-00A | S#1 CWS PNL:12RA EMPTY | E101LTS | EMD | 1057 | 5 |  | 2022-07-28 | 008634 | INST
104087797 | 1057-S1COM-LTS-CWS-12R-00B | S#1 CWS PNL:12RB LIME PIT WAST T/F P/P-B | E101LTS | EMD | 1057 | 5 |  | 2022-07-28 | 008634 | INST
104087798 | 1057-S1COM-LTS-CWS-12R-00C | S#1 CWS PNL:12RC DRAN P/P EMPT CW SMP | E101LTS | EMD | 1057 | 5 |  | 2022-07-28 | 008634 | INST
104087799 | 1057-S1COM-LTS-CWS-12R-00D | S#1 CWS PNL:12RD SPARE | E101LTS | EMD | 1057 | 5 |  | 2022-07-28 | 008634 | INST
104087800 | 1057-S1COM-LTS-CWS-12R-00E | S#1 CWS PNL:12RE SPARE | E101LTS | EMD | 1057 | 5 |  | 2022-07-28 | 008634 | INST
104087801 | 1057-S1COM-LTS-CWS-12R-00F | S#1 CWS PNL:12RF CW CLO2 SYSTEM | E101LTS | EMD | 1057 | 5 |  | 2022-07-28 | 008634 | INST
104088460 | 1057-S1COM-LTS-FWS-01F-00A | S#1 FWS PNL:1FA I/C frm Fw service trf-1 | E101LTS | EMD | 1057 | 5 |  | 2022-08-18 | 008634 | INST
104088461 | 1057-S1COM-LTS-FWS-01F-00B | S#1 FWS PNL: 1FB Relay for FW I/C-1 | E101LTS | EMD | 1057 | 5 |  | 2022-08-18 | 008634 | INST
104088462 | 1057-S1COM-LTS-FWS-02F-00A | S#1 FWS PNL: 2FA EMPTY | E101LTS | EMD | 1057 | 5 |  | 2022-08-18 | 008634 | INST
104088463 | 1057-S1COM-LTS-FWS-02F-00B | S#1 FWS PNL: 2FB CHARGR-1 DIESEL HYDRNT | E101LTS | EMD | 1057 | 5 |  | 2022-08-18 | 008634 | INST
104088464 | 1057-S1COM-LTS-FWS-02F-00C | S#1 FWS PNL: 2FC VENTI FAN IN FWPH | E101LTS | EMD | 1057 | 5 |  | 2022-08-18 | 008634 | INST
104088465 | 1057-S1COM-LTS-FWS-02F-00D | S#1 FWS PNL: 2FD BUS PT | E101LTS | EMD | 1057 | 5 |  | 2022-08-18 | 008634 | INST
104088466 | 1057-S1COM-LTS-FWS-02F-00E | S#1 FWS PNL:2FE 240V AC SPACE HEATER | E101LTS | EMD | 1057 | 5 |  | 2022-08-18 | 008634 | INST
104088467 | 1057-S1COM-LTS-FWS-02R-00A | S#1 FWS PNL:2RA EMPTY | E101LTS | EMD | 1057 | 5 |  | 2022-08-18 | 008634 | INST
104088468 | 1057-S1COM-LTS-FWS-02R-00B | S#1 FWS PNL:2RB BATERY CHARGR PLC PNL | E101LTS | EMD | 1057 | 5 |  | 2022-08-18 | 008634 | INST
104088469 | 1057-S1COM-LTS-FWS-02R-00C | S#1 FWS PNL:2RC EMPTY | E101LTS | EMD | 1057 | 5 |  | 2022-08-18 | 008634 | INST
104088470 | 1057-S1COM-LTS-FWS-02R-00D | S#1 FWS PNL:2RD MOV | E101LTS | EMD | 1057 | 5 |  | 2022-08-18 | 008634 | INST
104088471 | 1057-S1COM-LTS-FWS-02R-00E | S#1 FWS PNL:2RE UPS LOADS | E101LTS | EMD | 1057 | 5 |  | 2022-08-18 | 008634 | INST
104088472 | 1057-S1COM-LTS-FWS-02R-00F | S#1 FWS PNL:2RF SPARE | E101LTS | EMD | 1057 | 5 |  | 2022-08-18 | 008634 | INST
104088473 | 1057-S1COM-LTS-FWS-03F-00A | S#1 FWS PNL:3FA EMPTY | E101LTS | EMD | 1057 | 5 |  | 2022-08-18 | 008634 | INST
104088474 | 1057-S1COM-LTS-FWS-03F-00B | S#1 FWS PNL:3FB CHARGR-1 DIESEL SPRAY | E101LTS | EMD | 1057 | 5 |  | 2022-08-18 | 008634 | INST
104088475 | 1057-S1COM-LTS-FWS-03F-00C | S#1 FWS PNL:3FC EMPTY | E101LTS | EMD | 1057 | 5 |  | 2022-08-18 | 008634 | INST
104088476 | 1057-S1COM-LTS-FWS-03F-00D | S#1 FWS PNL:3FD SPARE | E101LTS | EMD | 1057 | 5 |  | 2022-08-18 | 008634 | INST
104088477 | 1057-S1COM-LTS-FWS-03F-00E | S#1 FWS PNL:3FE 110V AC CONTR SUPLY | E101LTS | EMD | 1057 | 5 |  | 2022-08-18 | 008634 | INST
104088478 | 1057-S1COM-LTS-FWS-03R-00A | S#1 FWS PNL:3RA EMPTY | E101LTS | EMD | 1057 | 5 |  | 2022-08-18 | 008634 | INST
104088479 | 1057-S1COM-LTS-FWS-03R-00B | S#1 FWS PNL:3RB SUPLY OWS-1 FOR PLC FW | E101LTS | EMD | 1057 | 5 |  | 2022-08-18 | 008634 | INST
104088480 | 1057-S1COM-LTS-FWS-03R-00C | S#1 FWS PNL:3RC 24V DC POWER SUPLY | E101LTS | EMD | 1057 | 5 |  | 2022-08-18 | 008634 | INST
104088481 | 1057-S1COM-LTS-FWS-03R-00D | S#1 FWS PNL:3RD SPARE | E101LTS | EMD | 1057 | 5 |  | 2022-08-18 | 008634 | INST
104088482 | 1057-S1COM-LTS-FWS-03R-00E | S#1 FWS PNL:3RE JOCKEY PUMP-1 | E101LTS | EMD | 1057 | 5 |  | 2022-08-18 | 008634 | INST
104088483 | 1057-S1COM-LTS-FWS-03R-00F | S#1 FWS PNL:3RF UPS LOADS | E101LTS | EMD | 1057 | 5 |  | 2022-08-18 | 008634 | INST
104088484 | 1057-S1COM-LTS-FWS-04F-00A | S#1 FWS PNL:4FA MOTR DRIVEN HYDRNT P/P-1 | E101LTS | EMD | 1057 | 5 |  | 2022-08-18 | 008634 | INST
104088485 | 1057-S1COM-LTS-FWS-04F-00B | S#1 FWS PNL:4FB MOTR DRIVEN HYDRNT P/P-2 | E101LTS | EMD | 1057 | 5 |  | 2022-08-18 | 008634 | INST
104088486 | 1057-S1COM-LTS-FWS-04F-00C | S#1 FWS PNL:4FC RELAY OF HYDRNT P/P- 1,2 | E101LTS | EMD | 1057 | 5 |  | 2022-08-18 | 008634 | INST
104088487 | 1057-S1COM-LTS-FWS-04R-00A | S#1 FWS PNL:4RA REAR SIDE OF HYRNT-1,2 | E101LTS | EMD | 1057 | 5 |  | 2022-08-18 | 008634 | INST
104088488 | 1057-S1COM-LTS-FWS-05F-00A | S#1 FWS PNL:5FA MOTR DRIVEN SPRAY P/P-1 | E101LTS | EMD | 1057 | 5 |  | 2022-08-18 | 008634 | INST
104088489 | 1057-S1COM-LTS-FWS-05F-00B | S#1 FWS PNL:5FB RELAY FOR SPRAY P/P-1 | E101LTS | EMD | 1057 | 5 |  | 2022-08-18 | 008634 | INST
104088490 | 1057-S1COM-LTS-FWS-05F-00C | S#1 FWS PNL:5FC EMPTY | E101LTS | EMD | 1057 | 5 |  | 2022-08-18 | 008634 | INST
104088491 | 1057-S1COM-LTS-FWS-05R-00A | S#1 FWS PNL:5RA REAR SIDE OF SPRAY-1 BKR | E101LTS | EMD | 1057 | 5 |  | 2022-08-18 | 008634 | INST
104088492 | 1057-S1COM-LTS-FWS-06F-00A | S#1 FWS PNL:6FA BUS-COUPLER | E101LTS | EMD | 1057 | 5 |  | 2022-08-18 | 008634 | INST
104088493 | 1057-S1COM-LTS-FWS-06F-00B | S#1 FWS PNL:6FB RELAY BUSCOUPLER | E101LTS | EMD | 1057 | 5 |  | 2022-08-18 | 008634 | INST
104088494 | 1057-S1COM-LTS-FWS-07F-00A | S#1 FWS PNL:7FA MTR DRIVEN HYDRANT P/P-3 | E101LTS | EMD | 1057 | 5 |  | 2022-08-18 | 008634 | INST
104088495 | 1057-S1COM-LTS-FWS-07F-00B | S#1 FWS PNL:7FB MOTR DRIVEN SPRAY P/P-2 | E101LTS | EMD | 1057 | 5 |  | 2022-08-18 | 008634 | INST
104088496 | 1057-S1COM-LTS-FWS-07F-00C | S#1 FWS PNL:7FC RELAY SPRAY-2, HYDRANT-3 | E101LTS | EMD | 1057 | 5 |  | 2022-08-18 | 008634 | INST
104088497 | 1057-S1COM-LTS-FWS-07R-00A | S#1 FWS PNL:7RA REAR SPRAY-2, HYDRANT-3 | E101LTS | EMD | 1057 | 5 |  | 2022-08-18 | 008634 | INST
104088498 | 1057-S1COM-LTS-FWS-08F-00A | S#1 FWS PNL:8FA I/C-2 FROM FIRE SERV TRF | E101LTS | EMD | 1057 | 5 |  | 2022-08-18 | 008634 | INST
104088499 | 1057-S1COM-LTS-FWS-08F-00B | S#1 FWS PNL:8FB RELAY FOR I/C -2 | E101LTS | EMD | 1057 | 5 |  | 2022-08-18 | 008634 | INST
104088500 | 1057-S1COM-LTS-FWS-09F-00A | S#1 FWS PNL:9FA SPARE BREAKER | E101LTS | EMD | 1057 | 5 |  | 2022-08-18 | 008634 | INST
104088501 | 1057-S1COM-LTS-FWS-09F-00B | S#1 FWS PNL:9FB SPARE BRKR RELAY | E101LTS | EMD | 1057 | 5 |  | 2022-08-18 | 008634 | INST
104088503 | 1057-S1COM-LTS-FWS-10F-00A | S#1 FWS PNL:10FA EMPTY | E101LTS | EMD | 1057 | 5 |  | 2022-08-18 | 008634 | INST
104088504 | 1057-S1COM-LTS-FWS-10F-00B | S#1 FWS PNL:10FB UPS LOADS | E101LTS | EMD | 1057 | 5 |  | 2022-08-18 | 008634 | INST
104088505 | 1057-S1COM-LTS-FWS-10F-00C | S#1 FWS PNL:10FC 24V DC POWER SUPLY | E101LTS | EMD | 1057 | 5 |  | 2022-08-18 | 008634 | INST
104088506 | 1057-S1COM-LTS-FWS-10F-00D | S#1 FWS PNL:10FD MOV | E101LTS | EMD | 1057 | 5 |  | 2022-08-18 | 008634 | INST
104088507 | 1057-S1COM-LTS-FWS-10F-00E | S#1 FWS PNL:10FE SIREN | E101LTS | EMD | 1057 | 5 |  | 2022-08-18 | 008634 | INST
104088508 | 1057-S1COM-LTS-FWS-10F-00F | S#1 FWS PNL:10FF SPACE OF ETHERNET SWTCH | E101LTS | EMD | 1057 | 5 |  | 2022-08-18 | 008634 | INST
104088509 | 1057-S1COM-LTS-FWS-10R-00A | S#1 FWS PNL:10RA EMPTY | E101LTS | EMD | 1057 | 5 |  | 2022-08-18 | 008634 | INST
104088510 | 1057-S1COM-LTS-FWS-10R-00B | S#1 FWS PNL:10RB CHARGR-1 DIESEL HYDRNT | E101LTS | EMD | 1057 | 5 |  | 2022-08-18 | 008634 | INST
104088511 | 1057-S1COM-LTS-FWS-10R-00C | S#1 FWS PNL:10RC SUPLY OWS-2 FOR PLC | E101LTS | EMD | 1057 | 5 |  | 2022-08-18 | 008634 | INST
104088512 | 1057-S1COM-LTS-FWS-10R-00D | S#1 FWS PNL:10RD UPS LOADS | E101LTS | EMD | 1057 | 5 |  | 2022-08-18 | 008634 | INST
104088513 | 1057-S1COM-LTS-FWS-10R-00E | S#1 FWS PNL:10RE FW P/P HOUSE HOIST | E101LTS | EMD | 1057 | 5 |  | 2022-08-18 | 008634 | INST
104088514 | 1057-S1COM-LTS-FWS-10R-00F | S#1 FWS PNL:10RF SPARE | E101LTS | EMD | 1057 | 5 |  | 2022-08-18 | 008634 | INST
104088515 | 1057-S1COM-LTS-FWS-10R-00G | S#1 FWS PNL:10RG SUPLY OWS-1 FOR PLC | E101LTS | EMD | 1057 | 5 |  | 2022-08-18 | 008634 | INST
104088516 | 1057-S1COM-LTS-FWS-10R-00H | S#1 FWS PNL:10RH 240V AC SPACE HEATR | E101LTS | EMD | 1057 | 5 |  | 2022-08-18 | 008634 | INST
104088517 | 1057-S1COM-LTS-FWS-11F-00A | S#1 FWS PNL:11FA EMPTY | E101LTS | EMD | 1057 | 5 |  | 2022-08-18 | 008634 | INST
104088518 | 1057-S1COM-LTS-FWS-11F-00B | S#1 FWS PNL:11FB BUS PT-B | E101LTS | EMD | 1057 | 5 |  | 2022-08-18 | 008634 | INST
104088519 | 1057-S1COM-LTS-FWS-11F-00C | S#1 FWS PNL:11FC SPARE | E101LTS | EMD | 1057 | 5 |  | 2022-08-18 | 008634 | INST
104088520 | 1057-S1COM-LTS-FWS-11F-00D | S#1 FWS PNL:11FD UTILITY SUPLY FOR RLC | E101LTS | EMD | 1057 | 5 |  | 2022-08-18 | 008634 | INST
104088521 | 1057-S1COM-LTS-FWS-11F-00E | S#1 FWS PNL:11FE 110V AC CONTRL SUPLY | E101LTS | EMD | 1057 | 5 |  | 2022-08-18 | 008634 | INST
104088522 | 1057-S1COM-LTS-FWS-11R-00A | S#1 FWS PNL:11RA EMPTY | E101LTS | EMD | 1057 | 5 |  | 2022-08-18 | 008634 | INST
104088523 | 1057-S1COM-LTS-FWS-11R-00B | S#1 FWS PNL:11RB BATRY CHARGR FOR PLC | E101LTS | EMD | 1057 | 5 |  | 2022-08-18 | 008634 | INST
104088524 | 1057-S1COM-LTS-FWS-11R-00C | S#1 FWS PNL:11RC CHARGR-1 DIESEL SPRAY | E101LTS | EMD | 1057 | 5 |  | 2022-08-18 | 008634 | INST
104088525 | 1057-S1COM-LTS-FWS-11R-00D | S#1 FWS PNL:11RD EMPTY | E101LTS | EMD | 1057 | 5 |  | 2022-08-18 | 008634 | INST
104088526 | 1057-S1COM-LTS-FWS-11R-00E | S#1 FWS PNL:11RE JOCKEY PUMP-2 | E101LTS | EMD | 1057 | 5 |  | 2022-08-18 | 008634 | INST
104088347 | 1057-S1COM-LTS-SSG-03R-00C | S#1 SYD SSG 3RC:FDR to AC FUSE BOARD | E101LTS | EMD | 1057 | 5 |  | 2022-08-18 | 008634 | INST
104088348 | 1057-S1COM-LTS-SSG-03R-00D | S#1 SYD SSG 3RD:BURNT OIL PIT-3-SYDAREA | E101LTS | EMD | 1057 | 5 | 2022-08-18 | 2022-08-18 | 008634 | INST
104088349 | 1057-S1COM-LTS-SSG-03R-00E | S#1 SYD SSG 3RE:SPARE Module. | E101LTS | EMD | 1057 | 5 | 2022-08-18 | 2022-08-18 | 008634 | INST
104088350 | 1057-S1COM-LTS-SSG-04F | S#1 SSG 4A,4B&4C:I/C FRM SYD SER TRF-1 | E101LTS | EMD | 1057 | 5 |  | 2022-08-18 | 008634 | INST
104088351 | 1057-S1COM-LTS-SSG-05F-00A | S#1 SYD SSG 5FA:FDR TO MLDB | E101LTS | EMD | 1057 | 5 |  | 2022-08-18 | 008634 | INST
104088352 | 1057-S1COM-LTS-SSG-05F-00B | S#1 SYD SSG 5FB:FDR TO AC FUSE BOARD | E101LTS | EMD | 1057 | 5 |  | 2022-08-18 | 008634 | INST
104088353 | 1057-S1COM-LTS-SSG-05F-00C | S#1 SYD SSG 5FC:SPARE MODULE | E101LTS | EMD | 1057 | 5 |  | 2022-08-18 | 008634 | INST
104088354 | 1057-S1COM-LTS-SSG-05F-00D | S#1 SYD SSG 5FD:BUS PT-A MODULE | E101LTS | EMD | 1057 | 5 |  | 2022-08-18 | 008634 | INST
104088355 | 1057-S1COM-LTS-SSG-05F-00E | S#1 SYD SSG 5FE:SPACE HEATER TRF | E101LTS | EMD | 1057 | 5 |  | 2022-08-18 | 008634 | INST
104088356 | 1057-S1COM-LTS-SSG-05R-00B | S#1 SYD SSG 5RB:FDR TO STP DB | E101LTS | EMD | 1057 | 5 |  | 2022-08-18 | 008634 | INST
104088357 | 1057-S1COM-LTS-SSG-05R-00C | S#1 SYD SSG 5RC:FDR TO DRAINAGE PUMP | E101LTS | EMD | 1057 | 5 |  | 2022-08-18 | 008634 | INST
104088358 | 1057-S1COM-LTS-SSG-05R-00D | S#1 SYD SSG 5RD:SPARE MODULR | E101LTS | EMD | 1057 | 5 |  | 2022-08-18 | 008634 | INST
104088359 | 1057-S1COM-LTS-SSG-05R-00E | S#1 SYD SSG 5RE:CNTRL SUPPLY TRF MODULE | E101LTS | EMD | 1057 | 5 |  | 2022-08-18 | 008634 | INST
104088360 | 1057-S1COM-LTS-SSG-06F | S#1 SYD SSG 6F:BUS COUPLER | E101LTS | EMD | 1057 | 5 |  | 2022-08-18 | 008634 | INST
104088361 | 1057-S1COM-LTS-SSG-07F-00A | S#1 SYD SSG 7FA:FDR TO AC FUSE BOARD | E101LTS | EMD | 1057 | 5 |  | 2022-08-18 | 008634 | INST
104088362 | 1057-S1COM-LTS-SSG-07F-00B | S#1 SYD SSG 7FB:SPARE MODULE | E101LTS | EMD | 1057 | 5 |  | 2022-08-18 | 008634 | INST
104088363 | 1057-S1COM-LTS-SSG-07F-00C | S#1 SYD SSG 7FC:FDR TO STP DB | E101LTS | EMD | 1057 | 5 |  | 2022-08-18 | 008634 | INST
104088364 | 1057-S1COM-LTS-SSG-07F-00D | S#1 SYD SSG 7FD:SPARE MODULE | E101LTS | EMD | 1057 | 5 |  | 2022-08-18 | 008634 | INST
104088365 | 1057-S1COM-LTS-SSG-07R-00A | S#1 SYD SSG 7RA:FDR TO AC FUSE BOARD | E101LTS | EMD | 1057 | 5 |  | 2022-08-18 | 008634 | INST
104088366 | 1057-S1COM-LTS-SSG-07R-00B | S#1 SYD SSG 7RB:FDR TO AC FUSE BOARD | E101LTS | EMD | 1057 | 5 |  | 2022-08-18 | 008634 | INST
104088367 | 1057-S1COM-LTS-SSG-07R-00C | S#1 SYD SSG 7RC:FDR TO WELDING DB | E101LTS | EMD | 1057 | 5 |  | 2022-08-18 | 008634 | INST
104088368 | 1057-S1COM-LTS-SSG-07R-00D | S#1 SYD SSG 7RD:OIL FILTR.PNL-BUSREACTOR | E101LTS | EMD | 1057 | 5 |  | 2022-08-18 | 008634 | INST
104088369 | 1057-S1COM-LTS-SSG-08F-00A | S#1 SYD SSG 8FA:FDR TO AC FUSE BOARD | E101LTS | EMD | 1057 | 5 |  | 2022-08-18 | 008634 | INST
104088370 | 1057-S1COM-LTS-SSG-08F-00B | S#1 SYD SSG 8FB:FDR TO DRAINAGE PUMP | E101LTS | EMD | 1057 | 5 |  | 2022-08-18 | 008634 | INST
104088371 | 1057-S1COM-LTS-SSG-08F-00C | S#1 SYD SSG 8FC:BUS PT-B MODULE | E101LTS | EMD | 1057 | 5 |  | 2022-08-18 | 008634 | INST
104088372 | 1057-S1COM-LTS-SSG-08F-00D | S#1 SYD SSG 8FD:FDR TO EMERGENCY ACDB | E101LTS | EMD | 1057 | 5 |  | 2022-08-18 | 008634 | INST
104088373 | 1057-S1COM-LTS-SSG-08F-00E | S#1 SYD SSG 8FE:SPACE HEATER TRF | E101LTS | EMD | 1057 | 5 |  | 2022-08-18 | 008634 | INST
104088374 | 1057-S1COM-LTS-SSG-08R-00A | S#1 SYD SSG 8RA:SPARE MODULE | E101LTS | EMD | 1057 | 5 |  | 2022-08-18 | 008634 | INST
104088375 | 1057-S1COM-LTS-SSG-08R-00B | S#1 SYD SSG 8RB:SPARE MODULE | E101LTS | EMD | 1057 | 5 |  | 2022-08-18 | 008634 | INST
104088376 | 1057-S1COM-LTS-SSG-08R-00C | S#1 SYD SSG 8RC:FDR TO MLDB | E101LTS | EMD | 1057 | 5 |  | 2022-08-18 | 008634 | INST
104088377 | 1057-S1COM-LTS-SSG-08R-00D | S#1 SYD SSG 8RD:FDR-415/240V TRF,10KVA | E101LTS | EMD | 1057 | 5 |  | 2022-08-18 | 008634 | INST
104088378 | 1057-S1COM-LTS-SSG-08R-00E | S#1 SYD SSG 8RE:CNTRL SUPPLY TRF | E101LTS | EMD | 1057 | 5 |  | 2022-08-18 | 008634 | INST
104088379 | 1057-S1COM-LTS-SSG-09F-00A | S#1 SYD SSG 9FA:FDR TO SYD HVAC DB | E101LTS | EMD | 1057 | 5 |  | 2022-08-18 | 008634 | INST
104088380 | 1057-S1COM-LTS-SSG-10F | S#1SSG 10A,10B&10C:I/C FRM SYD SER.TRF-2 | E101LTS | EMD | 1057 | 5 |  | 2022-08-18 | 008634 | INST
104086171 | 1057-S1U01-HTS-11K-1SA-P01 | INCOMER A FROM ST#1 | E101HTS | EMD | 1057 | 4 |  | 2022-07-05 | 008634 | INST
104086172 | 1057-S1U01-HTS-11K-1SA-P02 | FEEDER TO SERV BUILD TRF#1 | E101HTS | EMD | 1057 | 4 | 2022-11-29 | 2022-07-05 | 008634 | INST
104086173 | 1057-S1U01-HTS-11K-1SA-P03 | 1SA SPARE TRAF FEEDER | E101HTS | EMD | 1057 | 4 | 2026-05-13 | 2022-07-05 | 008634 | INST
104086174 | 1057-S1U01-HTS-11K-1SA-P04 | FEEDER TO SST#1A | E101HTS | EMD | 1057 | 4 |  | 2022-07-05 | 008634 | INST
104086175 | 1057-S1U01-HTS-11K-1SA-P05 | 1SA BOARD BUS PT#1 | E101HTS | EMD | 1057 | 4 |  | 2022-07-05 | 008634 | INST
104086176 | 1057-S1U01-HTS-11K-1SA-P06 | FEEDER TO ESPT#1G | E101HTS | EMD | 1057 | 4 |  | 2022-07-05 | 008634 | INST
104086177 | 1057-S1U01-HTS-11K-1SA-P07 | FEEDER TO 11KV CHP BOARD | E101HTS | EMD | 1057 | 4 |  | 2022-07-05 | 008634 | INST
104086180 | 1057-S1U01-HTS-11K-1SA-P10 | FEEDER TO SWYD SER TRF#1 | E101HTS | EMD | 1057 | 4 |  | 2022-07-05 | 008634 | INST
104086181 | 1057-S1U01-HTS-11K-1SA-P11 | FEEDERT O AUX BOILER TRF#1 | E101HTS | EMD | 1057 | 4 |  | 2022-07-05 | 008634 | INST
104086182 | 1057-S1U01-HTS-11K-1SA-P12 | FEEDER TO MDBFP#1B(FUTURE) | E101HTS | EMD | 1057 | 4 |  | 2022-07-05 | 008634 | INST
104086184 | 1057-S1U01-HTS-11K-1SA-P14 | 1SA BOARD BUS PT#2 | E101HTS | EMD | 1057 | 4 |  | 2022-07-05 | 008634 | INST
104086185 | 1057-S1U01-HTS-11K-1SA-P15 | FEEDER TO CONSTRUCTION POWER | E101HTS | EMD | 1057 | 4 |  | 2022-07-05 | 008634 | INST
104086186 | 1057-S1U01-HTS-11K-1SA-P16 | 1SA SPARE TRAF FEEDER | E101HTS | EMD | 1057 | 4 |  | 2022-07-05 | 008634 | INST
104086187 | 1057-S1U01-HTS-11K-1SA-P17 | TIE TO SATTION BUS 2SA | E101HTS | EMD | 1057 | 4 |  | 2022-07-05 | 008634 | INST
104086188 | 1057-S1U01-HTS-11K-1SA-P18 | FEEDER TO EXCITATION SYS TESTING | E101HTS | EMD | 1057 | 4 |  | 2022-07-05 | 008634 | INST
104086189 | 1057-S1U01-HTS-11K-1SA-P19 | TIE TO UNIT BUS 1UA | E101HTS | EMD | 1057 | 4 |  | 2022-07-05 | 008634 | INST
104086230 | 1057-S1U01-HTS-11K-1SB-P01 | TIE FEEDER TO UNIT BUS 1UB | E101HTS | EMD | 1057 | 4 |  | 2022-07-05 | 008634 | INST
104086231 | 1057-S1U01-HTS-11K-1SB-P02 | 1UB FEEDER FOR SPARE MOTOR | E101HTS | EMD | 1057 | 4 |  | 2022-07-05 | 008634 | INST
104086232 | 1057-S1U01-HTS-11K-1SB-P03 | TIE TO STATION BUS 2SB | E101HTS | EMD | 1057 | 4 |  | 2022-07-05 | 008634 | INST
104086233 | 1057-S1U01-HTS-11K-1SB-P04 | 1SB BOARD BUS PT#1 | E101HTS | EMD | 1057 | 4 |  | 2022-07-05 | 008634 | INST
104086234 | 1057-S1U01-HTS-11K-1SB-P05 | FEEDER TO 11KV AHP BOARD | E101HTS | EMD | 1057 | 4 |  | 2022-07-05 | 008634 | INST
104086235 | 1057-S1U01-HTS-11K-1SB-P06 | FEEDER TO COSNTRUCTION SOURCE | E101HTS | EMD | 1057 | 4 |  | 2022-07-05 | 008634 | INST
104086236 | 1057-S1U01-HTS-11K-1SB-P07 | FEEDER TO MDBFP#1A | E101HTS | EMD | 1057 | 4 |  | 2022-07-05 | 008634 | INST
104086237 | 1057-S1U01-HTS-11K-1SB-P08 | 1UB FEEDER TO FGD FUTURE | E101HTS | EMD | 1057 | 4 |  | 2022-07-05 | 008634 | INST
104086238 | 1057-S1U01-HTS-11K-1SB-P09 | FEEDER TO SST#2B | E101HTS | EMD | 1057 | 4 |  | 2022-07-05 | 008634 | INST
104086239 | 1057-S1U01-HTS-11K-1SB-P10 | FEEDER TO BUNKER SERV TRF#1 | E101HTS | EMD | 1057 | 4 |  | 2022-07-05 | 008634 | INST
104086240 | 1057-S1U01-HTS-11K-1SB-P11 | FEEDER TO SERVICE BULD TRF#1 | E101HTS | EMD | 1057 | 4 |  | 2022-07-05 | 008634 | INST
104086241 | 1057-S1U01-HTS-11K-1SB-P12 | FEEDER TOW ORKSHOP TRF#1 | E101HTS | EMD | 1057 | 4 |  | 2022-07-05 | 008634 | INST
104086242 | 1057-S1U01-HTS-11K-1SB-P13 | 1SB BOARD BUS PT#2 | E101HTS | EMD | 1057 | 4 |  | 2022-07-05 | 008634 | INST
104086243 | 1057-S1U01-HTS-11K-1SB-P14 | FEEDER TO FUEL OIL TRF#1 | E101HTS | EMD | 1057 | 4 |  | 2022-07-05 | 008634 | INST
104086244 | 1057-S1U01-HTS-11K-1SB-P15 | FEEDER TO ESP TRF#1H | E101HTS | EMD | 1057 | 4 |  | 2022-07-05 | 008634 | INST
104086245 | 1057-S1U01-HTS-11K-1SB-P16 | FEEDER TO SPARE TRANSFORMER | E101HTS | EMD | 1057 | 4 |  | 2022-07-05 | 008634 | INST
104086246 | 1057-S1U01-HTS-11K-1SB-P17 | INCOMER B FROM ST#1 | E101HTS | EMD | 1057 | 4 |  | 2022-07-05 | 008634 | INST
104086190 | 1057-S1U01-HTS-11K-1UA-P01 | U#1 TIE FEEDER FROM 1SA | E101HTS | EMD | 1057 | 4 |  | 2022-07-05 | 008634 | INST
104086191 | 1057-S1U01-HTS-11K-1UA-P02 | FEEDER TO UAT#1A | E101HTS | EMD | 1057 | 4 |  | 2022-07-05 | 008634 | INST
104086192 | 1057-S1U01-HTS-11K-1UA-P03 | FEEDER TO CW PUMP#1 | E101HTS | EMD | 1057 | 4 |  | 2022-07-05 | 008634 | INST
104086193 | 1057-S1U01-HTS-11K-1UA-P04 | FEEDER TO CTT#1A | E101HTS | EMD | 1057 | 4 |  | 2022-07-05 | 008634 | INST
104086194 | 1057-S1U01-HTS-11K-1UA-P05 | FEEDER TO UST#1A | E101HTS | EMD | 1057 | 4 |  | 2022-07-05 | 008634 | INST
104086195 | 1057-S1U01-HTS-11K-1UA-P06 | FEEDER TO PA FAN#1A | E101HTS | EMD | 1057 | 4 |  | 2022-07-05 | 008634 | INST
104086196 | 1057-S1U01-HTS-11K-1UA-P07 | FEEDER TO UST#1C | E101HTS | EMD | 1057 | 4 |  | 2022-07-05 | 008634 | INST
104086197 | 1057-S1U01-HTS-11K-1UA-P08 | INCOMER FROM UT#1A | E101HTS | EMD | 1057 | 4 |  | 2022-07-05 | 008634 | INST
104086198 | 1057-S1U01-HTS-11K-1UA-P09 | 1UA BOARD BUS PT#1 | E101HTS | EMD | 1057 | 4 |  | 2022-07-05 | 008634 | INST
104086199 | 1057-S1U01-HTS-11K-1UA-P10 | FEEDER TO ID FAN#1A | E101HTS | EMD | 1057 | 4 |  | 2022-07-05 | 008634 | INST
104086200 | 1057-S1U01-HTS-11K-1UA-P11 | FEEDER TO FD FAN#1A | E101HTS | EMD | 1057 | 4 |  | 2022-07-05 | 008634 | INST
104086201 | 1057-S1U01-HTS-11K-1UA-P12 | FEEDER TO AET#1A | E101HTS | EMD | 1057 | 4 |  | 2022-07-05 | 008634 | INST
104086202 | 1057-S1U01-HTS-11K-1UA-P13 | FEEDER TO ESPT#1A | E101HTS | EMD | 1057 | 4 |  | 2022-07-05 | 008634 | INST
104086203 | 1057-S1U01-HTS-11K-1UA-P14 | FEEDER TO ESPT#1B | E101HTS | EMD | 1057 | 4 |  | 2022-07-05 | 008634 | INST
104086204 | 1057-S1U01-HTS-11K-1UA-P15 | FEEDER TO ESPT#1C | E101HTS | EMD | 1057 | 4 |  | 2022-07-05 | 008634 | INST
104086207 | 1057-S1U01-HTS-11K-1UA-P18 | 1UA SPARE FOR MOTOR | E101HTS | EMD | 1057 | 4 |  | 2022-07-05 | 008634 | INST
104086208 | 1057-S1U01-HTS-11K-1UA-P19 | 1UA BOARD BUS PT#2 | E101HTS | EMD | 1057 | 4 |  | 2022-07-05 | 008634 | INST
104086209 | 1057-S1U01-HTS-11K-1UB-P01 | FEEDER TO CTT#1B | E101HTS | EMD | 1057 | 4 |  | 2022-07-05 | 008634 | INST
104086210 | 1057-S1U01-HTS-11K-1UB-P02 | 1UB BOARD BUS PT#1 | E101HTS | EMD | 1057 | 4 |  | 2022-07-05 | 008634 | INST
104086211 | 1057-S1U01-HTS-11K-1UB-P03 | FEEDER TO UST#1D | E101HTS | EMD | 1057 | 4 |  | 2022-07-05 | 008634 | INST
104086212 | 1057-S1U01-HTS-11K-1UB-P04 | FEEDER TO UST#1B | E101HTS | EMD | 1057 | 4 |  | 2022-07-05 | 008634 | INST
104086213 | 1057-S1U01-HTS-11K-1UB-P05 | FEEDER TO PA FAN#1B | E101HTS | EMD | 1057 | 4 |  | 2022-07-05 | 008634 | INST
104086214 | 1057-S1U01-HTS-11K-1UB-P06 | FEEDER TO ID FAN#1B | E101HTS | EMD | 1057 | 4 |  | 2022-07-05 | 008634 | INST
104086215 | 1057-S1U01-HTS-11K-1UB-P07 | FEEDER TO FD FAN#1B | E101HTS | EMD | 1057 | 4 |  | 2022-07-05 | 008634 | INST
104086216 | 1057-S1U01-HTS-11K-1UB-P08 | FEEDER TO AET#1B | E101HTS | EMD | 1057 | 4 |  | 2022-07-05 | 008634 | INST
104086217 | 1057-S1U01-HTS-11K-1UB-P09 | FEEDER TO ESPT#1F | E101HTS | EMD | 1057 | 4 |  | 2022-07-05 | 008634 | INST
104086218 | 1057-S1U01-HTS-11K-1UB-P10 | FEEDER TO ESPT#1E | E101HTS | EMD | 1057 | 4 |  | 2022-07-05 | 008634 | INST
104086219 | 1057-S1U01-HTS-11K-1UB-P11 | 1UB BOARD BUS PT#2 | E101HTS | EMD | 1057 | 4 |  | 2022-07-05 | 008634 | INST
104086220 | 1057-S1U01-HTS-11K-1UB-P12 | INCOMER FROM UT#1B | E101HTS | EMD | 1057 | 4 |  | 2022-07-05 | 008634 | INST
104086221 | 1057-S1U01-HTS-11K-1UB-P13 | 1UB SPARE MOTOR FEEDER | E101HTS | EMD | 1057 | 4 |  | 2022-07-05 | 008634 | INST
104086222 | 1057-S1U01-HTS-11K-1UB-P14 | FEEDER TO ESPT#1D | E101HTS | EMD | 1057 | 4 |  | 2022-07-05 | 008634 | INST
104086223 | 1057-S1U01-HTS-11K-1UB-P15 | 1UB SPARE TRANSF FEEDER | E101HTS | EMD | 1057 | 4 |  | 2022-07-05 | 008634 | INST
104086224 | 1057-S1U01-HTS-11K-1UB-P16 | FEEDER TO CW PUMP#2 | E101HTS | EMD | 1057 | 4 |  | 2022-07-05 | 008634 | INST
104086225 | 1057-S1U01-HTS-11K-1UB-P17 | FEEDER TO CW SERV TRF#1 | E101HTS | EMD | 1057 | 4 |  | 2022-07-05 | 008634 | INST
104086226 | 1057-S1U01-HTS-11K-1UB-P18 | FEEDER TO FGD FUTURE | E101HTS | EMD | 1057 | 4 |  | 2022-07-05 | 008634 | INST
104086227 | 1057-S1U01-HTS-11K-1UB-P19 | FEEDER TO UAT#1B | E101HTS | EMD | 1057 | 4 |  | 2022-07-05 | 008634 | INST
104086228 | 1057-S1U01-HTS-11K-1UB-P20 | U#1 TIE FEEDER FROM 1SB | E101HTS | EMD | 1057 | 4 |  | 2022-07-05 | 008634 | INST
104086229 | 1057-S1U01-HTS-11K-1UB-P21 | FEEDER TO CTT#1C | E101HTS | EMD | 1057 | 4 |  | 2022-07-05 | 008634 | INST
104086399 | 1057-S1U01-HTS-11K-FGD-P02 | U#1 FEDER TO RECYCLE SPRAY PUMP#3 | E101HTS | EMD | 1057 | 4 | 2023-03-07 | 2022-07-05 | 008634 | INST
104086400 | 1057-S1U01-HTS-11K-FGD-P03 | U#1 FEDER TO RECYCLE SPRAY PUMP#2 | E101HTS | EMD | 1057 | 4 |  | 2022-07-05 | 008634 | INST
104086401 | 1057-S1U01-HTS-11K-FGD-P04 | U#1 FEEDER TO OXIDATION BLOWER MOTOR#2 | E101HTS | EMD | 1057 | 4 | 2023-03-07 | 2022-07-05 | 008634 | INST
104086402 | 1057-S1U01-HTS-11K-FGD-P05 | SPAREMOTOR PANEL05 | E101HTS | EMD | 1057 | 4 |  | 2022-07-05 | 008634 | INST
104086403 | 1057-S1U01-HTS-11K-FGD-P06 | U01 11KV FGD BUS PT#1 | E101HTS | EMD | 1057 | 4 |  | 2022-07-05 | 008634 | INST
104086404 | 1057-S1U01-HTS-11K-FGD-P07 | INCOMER #1 FROM UNIT#1 | E101HTS | EMD | 1057 | 4 |  | 2022-07-05 | 008634 | INST
104086405 | 1057-S1U01-HTS-11K-FGD-P08 | U#1 11KV FGD SWGR BUSCOUPLER | E101HTS | EMD | 1057 | 4 |  | 2022-07-05 | 008634 | INST
104086406 | 1057-S1U01-HTS-11K-FGD-P09 | U01 11KV FGD BUS PT#2 | E101HTS | EMD | 1057 | 4 |  | 2022-07-05 | 008634 | INST
104086407 | 1057-S1U01-HTS-11K-FGD-P10 | INCOMER #2 FROM UNIT#1 | E101HTS | EMD | 1057 | 4 |  | 2022-07-05 | 008634 | INST
104086408 | 1057-S1U01-HTS-11K-FGD-P11 | U#1 FEEDER TO OXIDATION BLOWER MOTOR#1 | E101HTS | EMD | 1057 | 4 | 2023-03-07 | 2022-07-05 | 008634 | INST
104086409 | 1057-S1U01-HTS-11K-FGD-P12 | U#1 FEDER TO RECYCLE SPRAY PUMP#1 | E101HTS | EMD | 1057 | 4 | 2023-03-07 | 2022-07-05 | 008634 | INST
104086410 | 1057-S1U01-HTS-11K-FGD-P13 | SPAREMOTOR PANEL13 | E101HTS | EMD | 1057 | 4 |  | 2022-07-05 | 008634 | INST
104086247 | 1057-S1U01-HTS-3P3-UAA-P01 | INCOMER FROM UAT#1A | E101HTS | EMD | 1057 | 4 |  | 2022-07-05 | 008634 | INST
104086248 | 1057-S1U01-HTS-3P3-UAA-P02 | FEEDER TO CEP#1A | E101HTS | EMD | 1057 | 4 |  | 2022-07-05 | 008634 | INST
104086249 | 1057-S1U01-HTS-3P3-UAA-P03 | 1UAA SEC#1 BUS PT-1 | E101HTS | EMD | 1057 | 4 |  | 2022-07-05 | 008634 | INST
104086250 | 1057-S1U01-HTS-3P3-UAA-P04 | FEEDER TO CEP#1C | E101HTS | EMD | 1057 | 4 |  | 2022-07-05 | 008634 | INST
104086251 | 1057-S1U01-HTS-3P3-UAA-P05 | FEEDER TO COAL MILL MOTOR#1A | E101HTS | EMD | 1057 | 4 |  | 2022-07-05 | 008634 | INST
104086252 | 1057-S1U01-HTS-3P3-UAA-P06 | FEEDER TO COAL MILL MOTOR#1C | E101HTS | EMD | 1057 | 4 |  | 2022-07-05 | 008634 | INST
104086253 | 1057-S1U01-HTS-3P3-UAA-P07 | FEEDER TO COAL MILL MOTOR#1E | E101HTS | EMD | 1057 | 4 |  | 2022-07-05 | 008634 | INST
104086254 | 1057-S1U01-HTS-3P3-UAA-P08 | FEEDER TO COAL MILL MOTOR#1G | E101HTS | EMD | 1057 | 4 |  | 2022-07-05 | 008634 | INST
104086255 | 1057-S1U01-HTS-3P3-UAA-P09 | FEEDER TO COAL MILL MOTOR#1J | E101HTS | EMD | 1057 | 4 |  | 2022-07-05 | 008634 | INST
104086257 | 1057-S1U01-HTS-3P3-UAA-P11 | FEEDER TO SGECW PUMP-1B | E101HTS | EMD | 1057 | 4 |  | 2022-07-05 | 008634 | INST
104086258 | 1057-S1U01-HTS-3P3-UAA-P12 | 1UAA BUSCOULER | E101HTS | EMD | 1057 | 4 |  | 2022-07-05 | 008634 | INST
104086259 | 1057-S1U01-HTS-3P3-UAA-P13 | FEEDER TO ACW PUMP -1B | E101HTS | EMD | 1057 | 4 | 2022-09-10 | 2022-07-05 | 008634 | INST
104086260 | 1057-S1U01-HTS-3P3-UAA-P14 | FEEDER TO CCW PUMP-1B | E101HTS | EMD | 1057 | 4 | 2022-09-10 | 2022-07-05 | 008634 | INST
104086261 | 1057-S1U01-HTS-3P3-UAA-P15 | FEEDER TO SERV AIR COMP#1 | E101HTS | EMD | 1057 | 4 |  | 2022-07-05 | 008634 | INST
104086262 | 1057-S1U01-HTS-3P3-UAA-P16 | FEEDER TO INST AIR COMP#1 | E101HTS | EMD | 1057 | 4 |  | 2022-07-05 | 008634 | INST
104086265 | 1057-S1U01-HTS-3P3-UAB-P19 | FEEDER TO CCW PUMP-1A | E101HTS | EMD | 1057 | 4 | 2022-09-10 | 2022-07-05 | 008634 | INST
104086266 | 1057-S1U01-HTS-3P3-UAB-P20 | FEEDER TO CCW PUMP-1C | E101HTS | EMD | 1057 | 4 | 2022-09-10 | 2022-07-05 | 008634 | INST
104086267 | 1057-S1U01-HTS-3P3-UAB-P21 | FEEDER TO SGECW PUMP-1A | E101HTS | EMD | 1057 | 4 |  | 2022-07-05 | 008634 | INST
104086268 | 1057-S1U01-HTS-3P3-UAB-P22 | FEEDER TO ACW PUMP -1C | E101HTS | EMD | 1057 | 4 | 2022-09-10 | 2022-07-05 | 008634 | INST
104086269 | 1057-S1U01-HTS-3P3-UAB-P23 | FEEDER TO ACW PUMP-1A | E101HTS | EMD | 1057 | 4 | 2022-09-10 | 2022-07-05 | 008634 | INST
104086270 | 1057-S1U01-HTS-3P3-UAB-P24 | FEEDER TO SGECW PUMP-1C | E101HTS | EMD | 1057 | 4 |  | 2022-07-05 | 008634 | INST
104086271 | 1057-S1U01-HTS-3P3-UAB-P25 | TIE TO 1UAA SEC#1 | E101HTS | EMD | 1057 | 4 |  | 2022-07-05 | 008634 | INST
104086272 | 1057-S1U01-HTS-3P3-UAB-P26 | FEEDER TO INST AIR COMP#3 | E101HTS | EMD | 1057 | 4 |  | 2022-07-05 | 008634 | INST
104086273 | 1057-S1U01-HTS-3P3-UAB-P27 | FEEDER TO SERV AIR COMP#3 | E101HTS | EMD | 1057 | 4 |  | 2022-07-05 | 008634 | INST
104086274 | 1057-S1U01-HTS-3P3-UAB-P28 | FEEDER TO COAL MILL MOTOR#1B | E101HTS | EMD | 1057 | 4 |  | 2022-07-05 | 008634 | INST
104086275 | 1057-S1U01-HTS-3P3-UAB-P29 | FEEDER TO COAL MILL MOTOR#1D | E101HTS | EMD | 1057 | 4 |  | 2022-07-05 | 008634 | INST
104086276 | 1057-S1U01-HTS-3P3-UAB-P30 | FEEDER TO COAL MILL MOTOR#1F | E101HTS | EMD | 1057 | 4 |  | 2022-07-05 | 008634 | INST
104086277 | 1057-S1U01-HTS-3P3-UAB-P31 | FEEDER TO COAL MILL MOTOR#1H | E101HTS | EMD | 1057 | 4 |  | 2022-07-05 | 008634 | INST
104086278 | 1057-S1U01-HTS-3P3-UAB-P32 | FEEDER TO BCW PUMP-1A | E101HTS | EMD | 1057 | 4 |  | 2022-07-05 | 008634 | INST
104086279 | 1057-S1U01-HTS-3P3-UAB-P33 | SPARE MOTOR FEEDER PANEL 33 | E101HTS | EMD | 1057 | 4 |  | 2022-07-05 | 008634 | INST
104086280 | 1057-S1U01-HTS-3P3-UAB-P34 | 1UAA SEC#2 BUS PT-2 | E101HTS | EMD | 1057 | 4 |  | 2022-07-05 | 008634 | INST
104086281 | 1057-S1U01-HTS-3P3-UAB-P35 | FEEDER TO CEP#1B | E101HTS | EMD | 1057 | 4 |  | 2022-07-05 | 008634 | INST
104086283 | 1057-S1U01-HTS-3P3-UAB-P37 | SPARE MOTOR FEEDER PANEL 37 | E101HTS | EMD | 1057 | 4 |  | 2022-07-05 | 008634 | INST
104086284 | 1057-S1U01-HTS-3P3-UAB-P38 | INCOMER FROM UAT#1B | E101HTS | EMD | 1057 | 4 |  | 2022-07-05 | 008634 | INST
109027292 | 1057-S1U01-LTS-AES | U-1 ASH EXT & Bottom ASH SWGR | E100LTS | EMD | 1057 | 4 |  | 2024-01-19 | 007973 | INST
109027293 | 1057-S1U01-LTS-AES-01F-00B | U1 AES 1FB:FDR TO VNT FLT FAN BUF HOPR8 | E100LTS | EMD | 1057 | 4 |  | 2024-01-19 | 007973 | INST
109027294 | 1057-S1U01-LTS-AES-01F-00C | U1 AES 1FC:WELDING LOAD TRF | E100LTS | EMD | 1057 | 4 |  | 2024-01-19 | 007973 | INST
109027295 | 1057-S1U01-LTS-AES-01F-00D | U1 AES 1FD:SPARE FDR | E100LTS | EMD | 1057 | 4 |  | 2024-01-19 | 007973 | INST
109027296 | 1057-S1U01-LTS-AES-01F-00E | U1 AES 1FE:COM SEAL WTR PP-A | E100LTS | EMD | 1057 | 4 |  | 2024-01-19 | 007973 | INST
109027297 | 1057-S1U01-LTS-AES-01F-00F | U1 AES 1FF:SPARE FDR | E100LTS | EMD | 1057 | 4 |  | 2024-01-19 | 007973 | INST
109027298 | 1057-S1U01-LTS-AES-01R-00B | U1 AES 1RB:SPARE FDR | E100LTS | EMD | 1057 | 4 |  | 2024-01-19 | 007973 | INST
109027299 | 1057-S1U01-LTS-AES-01R-00C | U1 AES 1RC:SPARE FDR | E100LTS | EMD | 1057 | 4 |  | 2024-01-19 | 007973 | INST
109027300 | 1057-S1U01-LTS-AES-01R-00D | U1 AES 1RD:CUSTOMER USE | E100LTS | EMD | 1057 | 4 |  | 2024-01-19 | 007973 | INST
109027301 | 1057-S1U01-LTS-AES-01R-00E | U1 AES 1RE:FDR 1RE EMPLOYER USE | E100LTS | EMD | 1057 | 4 |  | 2024-01-19 | 007973 | INST
109027302 | 1057-S1U01-LTS-AES-02F-0AC | U1 AES 2A&2C:FDR TO BA OVERFLOW PP-A | E100LTS | EMD | 1057 | 4 |  | 2024-01-19 | 007973 | INST
109027303 | 1057-S1U01-LTS-AES-03F-00A | U1 AES 3FA: BUS PT MODULE | E100LTS | EMD | 1057 | 4 |  | 2024-01-19 | 007973 | INST
109027304 | 1057-S1U01-LTS-AES-03F-00B | U1 AES 3FB FDR TO ACFB | E100LTS | EMD | 1057 | 4 |  | 2024-01-19 | 007973 | INST
109027305 | 1057-S1U01-LTS-AES-03F-00C | U1 AES 3FC EXH FAN-1 FOR VENT | E100LTS | EMD | 1057 | 4 |  | 2024-01-19 | 007973 | INST
109027306 | 1057-S1U01-LTS-AES-03F-00D | U1 AES 3FD EXH FAN-4 FOR VENT | E100LTS | EMD | 1057 | 4 |  | 2024-01-19 | 007973 | INST
109027307 | 1057-S1U01-LTS-AES-03F-00E | U1 AES 3FE FDR TO LIGHTING LOAD TRF | E100LTS | EMD | 1057 | 4 |  | 2024-01-19 | 007973 | INST
109027308 | 1057-S1U01-LTS-AES-03F-00F | U1 AES 3FF FDR TO CLINKER GRINDER-A1 | E100LTS | EMD | 1057 | 4 |  | 2024-01-19 | 007973 | INST
109027309 | 1057-S1U01-LTS-AES-03R-00C | U1 AES 3RC EXH FAN-5 FOR VENT | E100LTS | EMD | 1057 | 4 |  | 2024-01-19 | 007973 | INST
109027310 | 1057-S1U01-LTS-AES-03R-00E | U1 AES 3RE OIL FLT LOCAL PNL | E100LTS | EMD | 1057 | 4 |  | 2024-01-19 | 007973 | INST
109027311 | 1057-S1U01-LTS-AES-03R-00F | U1 AES 3RF FDR TO CLINKER GRINDER-B2 | E100LTS | EMD | 1057 | 4 |  | 2024-01-19 | 007973 | INST
109027312 | 1057-S1U01-LTS-AES-04F-00B | FDR TO Buffer hopper vent fan 1C1 | E100LTS | EMD | 1057 | 4 |  | 2024-01-19 | 007973 | INST
109027313 | 1057-S1U01-LTS-AES-04F-00C | U1 AES 4FC FDR TO VNT FLT FAN BUF HOPR-1 | E100LTS | EMD | 1057 | 4 |  | 2024-01-19 | 007973 | INST
109027314 | 1057-S1U01-LTS-AES-04F-00D | U1 AES FDR TO FLUID CPLNG BA OVF PP-B | E100LTS | EMD | 1057 | 4 |  | 2024-01-19 | 007973 | INST
109027315 | 1057-S1U01-LTS-AES-04F-00E | U1 AES 4FE FDR TO CLINKER GRINDER-C1 | E100LTS | EMD | 1057 | 4 |  | 2024-01-19 | 007973 | INST
109027316 | 1057-S1U01-LTS-AES-04F-00F | U1 AES 4FF CONTROL SUPPLY TRF | E100LTS | EMD | 1057 | 4 |  | 2024-01-19 | 007973 | INST
109027317 | 1057-S1U01-LTS-AES-04R-00B | U1 AES 4RB FDR TO VNT FLT FAN BUF HOPR4 | E100LTS | EMD | 1057 | 4 |  | 2024-01-19 | 007973 | INST
109027318 | 1057-S1U01-LTS-AES-04R-00C | U1 AES 4RC SUPLY-1TO BA UN LOD CON PNL | E100LTS | EMD | 1057 | 4 |  | 2024-01-19 | 007973 | INST
109027319 | 1057-S1U01-LTS-AES-04R-00E | U1 AES 4RE EMPLOYER USE | E100LTS | EMD | 1057 | 4 |  | 2024-01-19 | 007973 | INST
109027320 | 1057-S1U01-LTS-AES-05F-00B | U1 AES 5FB FDR TO VNT FLT FAN BUF HOPR-1 | E100LTS | EMD | 1057 | 4 |  | 2024-01-19 | 007973 | INST
109027321 | 1057-S1U01-LTS-AES-05F-00C | U1 AES 5FC FDR TO VNT FLT FAN BUF HOPR-4 | E100LTS | EMD | 1057 | 4 |  | 2024-01-19 | 007973 | INST
109027322 | 1057-S1U01-LTS-AES-05F-00D | U1 AES 5FD FDR TO VNT FLT FAN BUF HOPR-5 | E100LTS | EMD | 1057 | 4 |  | 2024-01-19 | 007973 | INST
109027323 | 1057-S1U01-LTS-AES-05F-00E | U1 AES 5FE FDR TO FLUD.BLOWER-1 | E100LTS | EMD | 1057 | 4 |  | 2024-01-19 | 007973 | INST
109027324 | 1057-S1U01-LTS-AES-05R-00C | U1 AES 5RC FDR TO 24V CHARGER | E100LTS | EMD | 1057 | 4 |  | 2024-01-19 | 007973 | INST
109027325 | 1057-S1U01-LTS-AES-05R-00D | U1 AES 5RD FDR TO FLUIDISING HTR | E100LTS | EMD | 1057 | 4 |  | 2024-01-19 | 007973 | INST
109027326 | 1057-S1U01-LTS-AES-06F-ABC | U1 AES 6F I/C-1 FROM 1600KVA TRF | E100LTS | EMD | 1057 | 4 |  | 2024-01-19 | 007973 | INST
109027327 | 1057-S1U01-LTS-AES-07F-ABC | U1 AES 7F BUS COUPLER | E100LTS | EMD | 1057 | 4 |  | 2024-01-19 | 007973 | INST
109027328 | 1057-S1U01-LTS-AES-08F-00A | U1 AES 8FA FDR TO FLUDISING HTR | E100LTS | EMD | 1057 | 4 |  | 2024-01-19 | 007973 | INST
109027329 | 1057-S1U01-LTS-AES-08F-00B | U1 AES 8FB FDR TO LIGHTIHNG LOAD TRF | E100LTS | EMD | 1057 | 4 |  | 2024-01-19 | 007973 | INST
109027330 | 1057-S1U01-LTS-AES-08F-00C | U1 AES 8FC FDR TO CLINKER GRNDER-A2 | E100LTS | EMD | 1057 | 4 |  | 2024-01-19 | 007973 | INST
109027331 | 1057-S1U01-LTS-AES-08F-00D | U1 AES CONTROL SUPPLY TRANSFORMER | E100LTS | EMD | 1057 | 4 |  | 2024-01-19 | 007973 | INST
109027332 | 1057-S1U01-LTS-AES-08R-00B | U1 AES FDR TO FLUID CPLNG BA OVF PP-A | E100LTS | EMD | 1057 | 4 |  | 2024-01-19 | 007973 | INST
109027333 | 1057-S1U01-LTS-AES-08R-00D | U1 AES 8RD EMPLOYER USE | E100LTS | EMD | 1057 | 4 |  | 2024-01-19 | 007973 | INST
109027334 | 1057-S1U01-LTS-AES-08R-00E | U1 AES 8R EFDR TO CLINKER GRNDER-B1 | E100LTS | EMD | 1057 | 4 |  | 2024-01-19 | 007973 | INST
109027335 | 1057-S1U01-LTS-AES-09F-00B | U1 AES 9FB FDR TO 24V CHARGER | E100LTS | EMD | 1057 | 4 |  | 2024-01-19 | 007973 | INST
109027336 | 1057-S1U01-LTS-AES-09F-00C | U1 AES 9FC SUPLY-2 TO BA UN LOD CON PNL | E100LTS | EMD | 1057 | 4 |  | 2024-01-19 | 007973 | INST
109027337 | 1057-S1U01-LTS-AES-09F-00D | U1 AES 9FD ACFB | E100LTS | EMD | 1057 | 4 |  | 2024-01-19 | 007973 | INST
109027338 | 1057-S1U01-LTS-AES-09R-00B | U1 AES FDR TO COMMN SEAL WTR -B | E100LTS | EMD | 1057 | 4 |  | 2024-01-19 | 007973 | INST
109027339 | 1057-S1U01-LTS-AES-09R-00C | U1 AES 9RC FDR TO EXH FAN-2 VENTL | E100LTS | EMD | 1057 | 4 |  | 2024-01-19 | 007973 | INST
109027340 | 1057-S1U01-LTS-AES-09R-00D | U1 AES 9RD FDR TO EXH FAN-3 VENTL | E100LTS | EMD | 1057 | 4 |  | 2024-01-19 | 007973 | INST
109027341 | 1057-S1U01-LTS-AES-09R-00F | U1 AES 9RF ACFB | E100LTS | EMD | 1057 | 4 |  | 2024-01-19 | 007973 | INST
109027342 | 1057-S1U01-LTS-AES-09R-00G | U1 AES 9RG FDR TO CLINKER GRINDER-C2 | E100LTS | EMD | 1057 | 4 |  | 2024-01-19 | 007973 | INST
109027343 | 1057-S1U01-LTS-AES-10F-00B | U1 AES 10FB EMPLOYER USE | E100LTS | EMD | 1057 | 4 |  | 2024-01-19 | 007973 | INST
109027344 | 1057-S1U01-LTS-AES-10F-00D | U1 AES 10FD FDR TO VNT FLT FAN BUF-HPR-2 | E100LTS | EMD | 1057 | 4 |  | 2024-01-19 | 007973 | INST
109027345 | 1057-S1U01-LTS-AES-10F-00E | U1 AES 10FE FDR TO VNT FLT FAN BUF-HPR-2 | E100LTS | EMD | 1057 | 4 |  | 2024-01-19 | 007973 | INST
109027346 | 1057-S1U01-LTS-AES-10F-00F | FDR Fluidizing blower-2 BH unit-1 | E100LTS | EMD | 1057 | 4 |  | 2024-01-19 | 007973 | INST
109027347 | 1057-S1U01-LTS-AES-10R-00B | U1 AES 10RB FDR TO VNT FLT FAN BUF-HPR-3 | E100LTS | EMD | 1057 | 4 |  | 2024-01-19 | 007973 | INST
109027348 | 1057-S1U01-LTS-AES-10R-00C | U1 AES 10RC FDR TO VNT FLT FAN BUF-HPR-6 | E100LTS | EMD | 1057 | 4 |  | 2024-01-19 | 007973 | INST
109027349 | 1057-S1U01-LTS-AES-10R-00D | U1 AES 10RD FDR TO VNT FLT FAN BUF-HPR-7 | E100LTS | EMD | 1057 | 4 |  | 2024-01-19 | 007973 | INST
109027350 | 1057-S1U01-LTS-AES-11F-00A | U1 AES 11FA BUS PT MODULE | E100LTS | EMD | 1057 | 4 |  | 2024-01-19 | 007973 | INST
109027351 | 1057-S1U01-LTS-AES-11F-00C | U1 AES 11FC EMPLOYER USE | E100LTS | EMD | 1057 | 4 |  | 2024-01-19 | 007973 | INST
109027352 | 1057-S1U01-LTS-AES-11R-00B | U1 AES 11RB FDR TO EXH FAN-6 FOR VENT | E100LTS | EMD | 1057 | 4 |  | 2024-01-19 | 007973 | INST
109027353 | 1057-S1U01-LTS-AES-11R-00D | U1 AES 11RD EMPLOYER USE | E100LTS | EMD | 1057 | 4 |  | 2024-01-19 | 007973 | INST
109027354 | 1057-S1U01-LTS-AES-11R-00E | U1 AES 11RE FDR TO VNT FLT FAN BUF-HPR-3 | E100LTS | EMD | 1057 | 4 |  | 2024-01-19 | 007973 | INST
109027355 | 1057-S1U01-LTS-AES-12F-ABC | U1 AES 12A,12B&12C I/C-2 FRM1600KVA TRF | E100LTS | EMD | 1057 | 4 |  | 2024-01-19 | 007973 | INST
109027356 | 1057-S1U01-LTS-AES-13F-0AC | U1 AES 13A&13C FDR TO BA OVERFLOW PP-B | E100LTS | EMD | 1057 | 4 |  | 2024-01-19 | 007973 | INST
109027357 | 1057-S1U01-LTS-AES-SEA | U-1 ASH EXT & Bottom ASH SWGR SEC-A | E100LTS | EMD | 1057 | 4 |  | 2024-01-19 | 007973 | INST
109027358 | 1057-S1U01-LTS-AES-SEB | U-1 ASH EXT & Bottom ASH SWGR SEC-B | E100LTS | EMD | 1057 | 4 |  | 2024-01-19 | 007973 | INST
104087802 | 1057-S1U01-LTS-AWH-01F | U1 AWH PNL:(1FA,1FB&1FC) Incomer-1 | E101LTS | EMD | 1057 | 5 |  | 2022-07-28 | 008634 | INST
104087803 | 1057-S1U01-LTS-AWH-02F-00A | U1 AWH PNL:2FA OWNER'S REQUIREMENT#7 | E101LTS | EMD | 1057 | 5 |  | 2022-07-28 | 008634 | INST
104087804 | 1057-S1U01-LTS-AWH-02F-00B | U1 AWH PNL:2FB Bus PT - 1 Module | E101LTS | EMD | 1057 | 5 |  | 2022-07-28 | 008634 | INST
104087805 | 1057-S1U01-LTS-AWH-02F-00C | U1 AWH PNL:2FC OWNER'S REQUIREMENT#1 | E101LTS | EMD | 1057 | 5 |  | 2022-07-28 | 008634 | INST
104087806 | 1057-S1U01-LTS-AWH-02F-00D | U1 AWH PNL:2FD CNTRL SUPPLY TRF Module | E101LTS | EMD | 1057 | 5 |  | 2022-07-28 | 008634 | INST
104087807 | 1057-S1U01-LTS-AWH-02R-00B | U1 AWH PNL:2RB FDR to AWU-1,Fan for BMCC | E101LTS | EMD | 1057 | 5 |  | 2022-07-28 | 008634 | INST
104087808 | 1057-S1U01-LTS-AWH-02R-00C | U1 AWH PNL:2RC FDR to AWU- 3, Fan | E101LTS | EMD | 1057 | 5 |  | 2022-07-28 | 008634 | INST
104087809 | 1057-S1U01-LTS-AWH-02R-00D | U1 AWH PNL:2RD FDR to AWU-1, Fan | E101LTS | EMD | 1057 | 5 |  | 2022-07-28 | 008634 | INST
104087810 | 1057-S1U01-LTS-AWH-03F-00B | U1 AWH PNL:3FB Electrical Spare Module 7 | E101LTS | EMD | 1057 | 5 |  | 2022-07-28 | 008634 | INST
104087811 | 1057-S1U01-LTS-AWH-03F-00C | U1 AWH PNL:3FC OWNER'S REQUIREMENT#5 | E101LTS | EMD | 1057 | 5 |  | 2022-07-28 | 008634 | INST
104087812 | 1057-S1U01-LTS-AWH-03F-00D | U1 AWH PNL:3FD Electrical Spare Module 1 | E101LTS | EMD | 1057 | 5 |  | 2022-07-28 | 008634 | INST
104087813 | 1057-S1U01-LTS-AWH-03F-00E | U1 AWH PNL:3FE FDR to AWU 5,Fan | E101LTS | EMD | 1057 | 5 | 2022-10-26 | 2022-07-28 | 008634 | INST
104087814 | 1057-S1U01-LTS-AWH-03R-00B | U1 AWH PNL:3RB FDR to AWU- 1, Pump | E101LTS | EMD | 1057 | 5 |  | 2022-07-28 | 008634 | INST
104087815 | 1057-S1U01-LTS-AWH-03R-00C | U1 AWH PNL:3RC OWNER'S REQUIREMENT#3 | E101LTS | EMD | 1057 | 5 |  | 2022-07-28 | 008634 | INST
104087816 | 1057-S1U01-LTS-AWH-03R-00D | U1 AWH PNL:3RD Electrical Spare Module 3 | E101LTS | EMD | 1057 | 5 |  | 2022-07-28 | 008634 | INST
104087817 | 1057-S1U01-LTS-AWH-03R-00E | U1 AWH PNL:3RE FDR to AWU- 7, Fan | E101LTS | EMD | 1057 | 5 |  | 2022-07-28 | 008634 | INST
104087818 | 1057-S1U01-LTS-AWH-04F-00B | U1 AWH PNL:4FB FDR to AWU-3, Pump | E101LTS | EMD | 1057 | 5 |  | 2022-07-28 | 008634 | INST
104087819 | 1057-S1U01-LTS-AWH-04F-00C | U1 AWH PNL:4FC FDR to AWU- 9, Pump | E101LTS | EMD | 1057 | 5 |  | 2022-07-28 | 008634 | INST
104087820 | 1057-S1U01-LTS-AWH-04F-00D | U1 AWH PNL:4FD LCP AW-U#1 For FireDamper | E101LTS | EMD | 1057 | 5 |  | 2022-07-28 | 008634 | INST
104087821 | 1057-S1U01-LTS-AWH-04F-00E | U1 AWH PNL:4FE FDR to AWU-9, Fan | E101LTS | EMD | 1057 | 5 |  | 2022-07-28 | 008634 | INST
104087822 | 1057-S1U01-LTS-AWH-04R-00B | U1 AWH PNL:4RB FDR to AWU-5, Pump | E101LTS | EMD | 1057 | 5 |  | 2022-07-28 | 008634 | INST
104087823 | 1057-S1U01-LTS-AWH-04R-00C | U1 AWH PNL:4RC Electrical Spare Module 5 | E101LTS | EMD | 1057 | 5 |  | 2022-07-28 | 008634 | INST
104087824 | 1057-S1U01-LTS-AWH-04R-00D | U1 AWH PNL:4RD LCP AW-U#1 For FireDamper | E101LTS | EMD | 1057 | 5 |  | 2022-07-28 | 008634 | INST
104087825 | 1057-S1U01-LTS-AWH-04R-00E | U1 AWH PNL:4RE LCP AW-U#1 For FireDamper | E101LTS | EMD | 1057 | 5 |  | 2022-07-28 | 008634 | INST
104087826 | 1057-S1U01-LTS-AWH-04R-00F | U1 AWH PNL:4RF Electrical Spare Module 8 | E101LTS | EMD | 1057 | 5 |  | 2022-07-28 | 008634 | INST
104087827 | 1057-S1U01-LTS-AWH-05F-00A | U1 AWH PNL:5FA LCP AWU#1 For FireDamper | E101LTS | EMD | 1057 | 5 |  | 2022-07-28 | 008634 | INST
104087828 | 1057-S1U01-LTS-AWH-05F-00B | U1 AWH PNL:5FB FDR to AWU-7, Pump | E101LTS | EMD | 1057 | 5 |  | 2022-07-28 | 008634 | INST
104087829 | 1057-S1U01-LTS-AWH-05F-00C | U1 AWH PNL:5FC Electrical Spare Module 9 | E101LTS | EMD | 1057 | 5 |  | 2022-07-28 | 008634 | INST
104087830 | 1057-S1U01-LTS-AWH-05F-00D | U1 AWH PNL:5FD LCP AWU-1 For Fire Damper | E101LTS | EMD | 1057 | 5 |  | 2022-07-28 | 008634 | INST
104087831 | 1057-S1U01-LTS-AWH-05F-00E | U1 AWH PNL:5FE ETHERNET SWITCH Module | E101LTS | EMD | 1057 | 5 |  | 2022-07-28 | 008634 | INST
104087832 | 1057-S1U01-LTS-AWH-06F | U1 AWH PNL:(6FA,6FB&6FC) Buscoupler | E101LTS | EMD | 1057 | 5 |  | 2022-07-28 | 008634 | INST
104087833 | 1057-S1U01-LTS-AWH-07F-00A | U1 AWH PNL:7FA LCP AW-U#1 For FireDamper | E101LTS | EMD | 1057 | 5 |  | 2022-07-28 | 008634 | INST
104087834 | 1057-S1U01-LTS-AWH-07F-00B | U1 AWH PNL:7FB Electrical Spare Module 6 | E101LTS | EMD | 1057 | 5 |  | 2022-07-28 | 008634 | INST
104087835 | 1057-S1U01-LTS-AWH-07F-00C | U1 AWH PNL:7FC FDR to AWU-2, Pump | E101LTS | EMD | 1057 | 5 |  | 2022-07-28 | 008634 | INST
104087836 | 1057-S1U01-LTS-AWH-07F-00D | U1 AWH PNL:7FD LCP AW-U#1 For FireDamper | E101LTS | EMD | 1057 | 5 |  | 2022-07-28 | 008634 | INST
104087837 | 1057-S1U01-LTS-AWH-07F-00E | U1 AWH PNL:7FE FDR to AWU-2, Fan | E101LTS | EMD | 1057 | 5 |  | 2022-07-28 | 008634 | INST
104087838 | 1057-S1U01-LTS-AWH-07R-00B | U1 AWH PNL:7RB FDR to AWU- 4, Pump | E101LTS | EMD | 1057 | 5 |  | 2022-07-28 | 008634 | INST
104087839 | 1057-S1U01-LTS-AWH-07R-00C | U1 AWH PNL:7RC AWU-1 Pump for BMCC | E101LTS | EMD | 1057 | 5 |  | 2022-07-28 | 008634 | INST
104087840 | 1057-S1U01-LTS-AWH-07R-00D | U1 AWH PNL:7RD LCP AW-U#1 For FireDamper | E101LTS | EMD | 1057 | 5 |  | 2022-07-28 | 008634 | INST
104087841 | 1057-S1U01-LTS-AWH-07R-00E | U1 AWH PNL:7RE LCP AW-U#1 For FireDamper | E101LTS | EMD | 1057 | 5 |  | 2022-07-28 | 008634 | INST
104087842 | 1057-S1U01-LTS-AWH-07R-00F | U1 AWH PNL:7RF FDR to AWU- 4, Fan | E101LTS | EMD | 1057 | 5 |  | 2022-07-28 | 008634 | INST
104087843 | 1057-S1U01-LTS-AWH-08F-00A | U1 AWH PNL:8FA Electrical Spare Module 2 | E101LTS | EMD | 1057 | 5 |  | 2022-07-28 | 008634 | INST
104087844 | 1057-S1U01-LTS-AWH-08F-00B | U1 AWH PNL:8FB FDR to AWU-8, Pump | E101LTS | EMD | 1057 | 5 |  | 2022-07-28 | 008634 | INST
104087845 | 1057-S1U01-LTS-AWH-08F-00C | U1 AWH PNL:8FC OWNER'S REQUIREMENT#6 | E101LTS | EMD | 1057 | 5 |  | 2022-07-28 | 008634 | INST
104087846 | 1057-S1U01-LTS-AWH-08F-00D | U1 AWH PNL:8FD LCP AW-U#1 For FireDamper | E101LTS | EMD | 1057 | 5 |  | 2022-07-28 | 008634 | INST
104087847 | 1057-S1U01-LTS-AWH-08F-00E | U1 AWH PNL:8FE FDR to AWU-6, Fan | E101LTS | EMD | 1057 | 5 |  | 2022-07-28 | 008634 | INST
104087848 | 1057-S1U01-LTS-AWH-08R-00B | U1 AWH PNL:8RB FDR to AWU-6, Pump | E101LTS | EMD | 1057 | 5 |  | 2022-07-28 | 008634 | INST
104087849 | 1057-S1U01-LTS-AWH-08R-00C | U1 AWH PNL:8RC OWNER'S REQUIREMENT#4 | E101LTS | EMD | 1057 | 5 |  | 2022-07-28 | 008634 | INST
104087850 | 1057-S1U01-LTS-AWH-08R-00D | U1 AWH PNL:8RD LCP AW-U#1 For FireDamper | E101LTS | EMD | 1057 | 5 |  | 2022-07-28 | 008634 | INST
104087851 | 1057-S1U01-LTS-AWH-08R-00E | U1 AWH PNL:8RE Electrical Spare Module 4 | E101LTS | EMD | 1057 | 5 |  | 2022-07-28 | 008634 | INST
104087852 | 1057-S1U01-LTS-AWH-09F-00A | U1 AWH PNL:9FA OWNER'S REQUIREMENT#8 | E101LTS | EMD | 1057 | 5 |  | 2022-07-28 | 008634 | INST
104087853 | 1057-S1U01-LTS-AWH-09F-00B | U1 AWH PNL:9FB Bus PT - 2 Module | E101LTS | EMD | 1057 | 5 |  | 2022-07-28 | 008634 | INST
104087854 | 1057-S1U01-LTS-AWH-09F-00C | U1 AWH PNL:9FC OWNER'S REQUIREMENT#2 | E101LTS | EMD | 1057 | 5 |  | 2022-07-28 | 008634 | INST
104087855 | 1057-S1U01-LTS-AWH-09F-00D | U1 AWH PNL:9FD CONTROL SUPPLY TRF.Module | E101LTS | EMD | 1057 | 5 |  | 2022-07-28 | 008634 | INST
104087856 | 1057-S1U01-LTS-AWH-09R-00B | U1 AWH PNL:9RB FDR to AWU-10,Pump | E101LTS | EMD | 1057 | 5 |  | 2022-07-28 | 008634 | INST
104087857 | 1057-S1U01-LTS-AWH-09R-00C | U1 AWH PNL:9RC FDR to AWU- 10, Fan, | E101LTS | EMD | 1057 | 5 |  | 2022-07-28 | 008634 | INST
104087858 | 1057-S1U01-LTS-AWH-09R-00D | U1 AWH PNL:9RD FDR to AWU- 8, Fan | E101LTS | EMD | 1057 | 5 |  | 2022-07-28 | 008634 | INST
104087859 | 1057-S1U01-LTS-AWH-10F | U1 AWH PNL:(10FA,10FB&10FC) INCOMER-2 | E101LTS | EMD | 1057 | 5 |  | 2022-07-28 | 008634 | INST
104087948 | 1057-S1U01-LTS-CTA-01F | U1 CTA 1A,1B&1C: I/c from CTT-1C | E101LTS | EMD | 1057 | 5 |  | 2022-08-03 | 008634 | INST
104087949 | 1057-S1U01-LTS-CTA-02F-00B | Feder to IDCT#1 CT FAN-1 (81PAE10AN001) | E101LTS | EMD | 1057 | 5 | 2022-09-29 | 2022-08-03 | 008634 | INST
104087950 | 1057-S1U01-LTS-CTA-02R-00A | Feder to IDCT#1 CT FAN-2 (81PAE10AN002) | E101LTS | EMD | 1057 | 5 | 2022-09-29 | 2022-08-03 | 008634 | INST
104087951 | 1057-S1U01-LTS-CTA-02R-00B | U1 CTA 2RB:110V,AC CONTROL SUPPLY Trf. | E101LTS | EMD | 1057 | 5 |  | 2022-08-03 | 008634 | INST
104087952 | 1057-S1U01-LTS-CTA-03F-00B | U1 CTA 3FB:UPS loads | E101LTS | EMD | 1057 | 5 |  | 2022-08-03 | 008634 | INST
104087953 | 1057-S1U01-LTS-CTA-03F-00C | U1 CTA 3FC:Bus PT Module | E101LTS | EMD | 1057 | 5 |  | 2022-08-03 | 008634 | INST
104087954 | 1057-S1U01-LTS-CTA-03F-00D | U1 CTA 3FD:Spare Module (90 KW) | E101LTS | EMD | 1057 | 5 |  | 2022-08-03 | 008634 | INST
104087955 | 1057-S1U01-LTS-CTA-03R-00B | U1 CTA 3RB:240V,AC SPACE Heater supply | E101LTS | EMD | 1057 | 5 |  | 2022-08-03 | 008634 | INST
104087956 | 1057-S1U01-LTS-CTA-03R-00C | Feder to IDCT#1 CT FAN-4 (81PAE10AN004) | E101LTS | EMD | 1057 | 5 | 2022-09-29 | 2022-08-03 | 008634 | INST
104087957 | 1057-S1U01-LTS-CTA-04F-00B | U1 CTA 4FB:Supply to AC fuse box | E101LTS | EMD | 1057 | 5 |  | 2022-08-03 | 008634 | INST
104087958 | 1057-S1U01-LTS-CTA-04F-00C | U1 CTA 4FC:24V DC POWER SUPPLY | E101LTS | EMD | 1057 | 5 |  | 2022-08-03 | 008634 | INST
104087959 | 1057-S1U01-LTS-CTA-04F-00D | Feder to IDCT#1 CT FAN-5 (81PAE10AN005) | E101LTS | EMD | 1057 | 5 | 2022-09-29 | 2022-08-03 | 008634 | INST
104087960 | 1057-S1U01-LTS-CTA-04R-00B | U1 CTA 4RB:Power Supply to Welding DB | E101LTS | EMD | 1057 | 5 |  | 2022-08-03 | 008634 | INST
104087961 | 1057-S1U01-LTS-CTA-04R-00C | Feder to IDCT#1 CT FAN-6 (81PAE10AN006) | E101LTS | EMD | 1057 | 5 | 2022-09-29 | 2022-08-03 | 008634 | INST
104087962 | 1057-S1U01-LTS-CTA-05F-00C | Feder to IDCT#1 CT FAN-7 (81PAE10AN007) | E101LTS | EMD | 1057 | 5 | 2022-09-29 | 2022-08-03 | 008634 | INST
104087963 | 1057-S1U01-LTS-CTA-05R-00B | U1 CTA 5RB:Power Supply to MLDB | E101LTS | EMD | 1057 | 5 |  | 2022-08-03 | 008634 | INST
104087964 | 1057-S1U01-LTS-CTA-05R-00C | Feder to IDCT#1 CT FAN-8 (81PAE10AN008) | E101LTS | EMD | 1057 | 5 | 2022-09-29 | 2022-08-03 | 008634 | INST
104087965 | 1057-S1U01-LTS-CTA-06F-00B | U1 CTA 6FB:SPLY to SLUDGE CNTRL PNL-1 | E101LTS | EMD | 1057 | 5 |  | 2022-08-03 | 008634 | INST
104087966 | 1057-S1U01-LTS-CTA-06F-00D | Feder to IDCT#1 CT FAN-9 (81PAE10AN009) | E101LTS | EMD | 1057 | 5 | 2022-09-29 | 2022-08-03 | 008634 | INST
104087967 | 1057-S1U01-LTS-CTA-06R-00B | U1 CTA 6RB:Spare Module | E101LTS | EMD | 1057 | 5 |  | 2022-08-03 | 008634 | INST
104087968 | 1057-S1U01-LTS-CTA-06R-00C | Feder to IDCT#1 CT FAN-10 (81PAE10AN010) | E101LTS | EMD | 1057 | 5 | 2022-09-29 | 2022-08-03 | 008634 | INST
104087969 | 1057-S1U01-LTS-CTA-07F-00B | U1 CTA 7FB:SPLY to vent fan in swgr | E101LTS | EMD | 1057 | 5 |  | 2022-08-03 | 008634 | INST
104087970 | 1057-S1U01-LTS-CTA-07F-00C | U1 CTA 7FC:Spare Module | E101LTS | EMD | 1057 | 5 |  | 2022-08-03 | 008634 | INST
104087971 | 1057-S1U01-LTS-CTA-07F-00D | Feeder to IDCT#1CT FAN-11 (81PAE10AN011) | E101LTS | EMD | 1057 | 5 | 2022-09-30 | 2022-08-03 | 008634 | INST
104087972 | 1057-S1U01-LTS-CTA-07R-00C | Feder to IDCT#1 CT FAN-12 (81PAE10AN012) | E101LTS | EMD | 1057 | 5 | 2022-09-30 | 2022-08-03 | 008634 | INST
104087973 | 1057-S1U01-LTS-CTA-08F-00B | U1 CTA 8FB:Spare Module | E101LTS | EMD | 1057 | 5 |  | 2022-08-03 | 008634 | INST
104087974 | 1057-S1U01-LTS-CTA-08F-00D | Feder to IDCT#1 CT FAN-13 (81PAE10AN013) | E101LTS | EMD | 1057 | 5 | 2022-09-30 | 2022-08-03 | 008634 | INST
104087975 | 1057-S1U01-LTS-CTA-08R-00B | U1 CTA 8RB:Spare Module | E101LTS | EMD | 1057 | 5 |  | 2022-08-03 | 008634 | INST
104087976 | 1057-S1U01-LTS-CTA-08R-00C | Feder to IDCT#1 CT FAN-14 (81PAE10AN014) | E101LTS | EMD | 1057 | 5 | 2022-09-30 | 2022-08-03 | 008634 | INST
104087977 | 1057-S1U01-LTS-CTA-09F-00B | U1 CTA 9FB:Spare Module | E101LTS | EMD | 1057 | 5 |  | 2022-08-03 | 008634 | INST
104087978 | 1057-S1U01-LTS-CTA-09F-00C | U1 CTA 9FC:Spare Module | E101LTS | EMD | 1057 | 5 |  | 2022-08-03 | 008634 | INST
104087979 | 1057-S1U01-LTS-CTA-09F-00D | Feder to IDCT#1 CT FAN-15 (81PAE10AN015) | E101LTS | EMD | 1057 | 5 | 2022-09-30 | 2022-08-03 | 008634 | INST
104087980 | 1057-S1U01-LTS-CTA-09R-00B | U1 CTA 9RB:Sply-Elect.hoist-stoplog gate | E101LTS | EMD | 1057 | 5 |  | 2022-08-03 | 008634 | INST
104087981 | 1057-S1U01-LTS-CTA-09R-00C | U1 CTA 9RC:SPLY for vent fan in swgrbldg | E101LTS | EMD | 1057 | 5 |  | 2022-08-03 | 008634 | INST
104087982 | 1057-S1U01-LTS-CTA-09R-00D | U1 CTA 9RD:Spare Module | E101LTS | EMD | 1057 | 5 |  | 2022-08-03 | 008634 | INST
104087983 | 1057-S1U01-LTS-CTA-10F-00B | U1 CTA 10FB:Spare Module | E101LTS | EMD | 1057 | 5 |  | 2022-08-03 | 008634 | INST
104087984 | 1057-S1U01-LTS-CTA-10F-00C | U1 CTA 10FC:Spare Module | E101LTS | EMD | 1057 | 5 |  | 2022-08-03 | 008634 | INST
104087985 | 1057-S1U01-LTS-CTA-10R-00A | Feder to IDCT#1 CT FAN-3 (81PAE10AN003) | E101LTS | EMD | 1057 | 5 | 2022-09-29 | 2022-08-03 | 008634 | INST
104087986 | 1057-S1U01-LTS-CTA-11F | U1 CTA 11A,11B&11C:I/c from CTT-1A | E101LTS | EMD | 1057 | 5 |  | 2022-08-03 | 008634 | INST
104090035 | 1057-S1U01-LTS-CTB | U-1 COOLING TOWER SWGR 1B | E101LTS | EMD | 1057 | 5 |  | 2022-09-13 | 008634 | INST
104090036 | 1057-S1U01-LTS-CTB-01F-00B | U1 CTB 1FB Bus PT Module | E101LTS | EMD | 1057 | 5 |  | 2022-09-13 | 008634 | INST
104090037 | 1057-S1U01-LTS-CTB-01F-00C | Feder to IDCT#1 CT FAN-16 (81PAE20AN001) | E101LTS | EMD | 1057 | 5 | 2022-09-30 | 2022-09-13 | 008634 | INST
104090038 | 1057-S1U01-LTS-CTB-01R-00A | Feder to IDCT#1 CT FAN-17 (81PAE20AN002) | E101LTS | EMD | 1057 | 5 | 2022-09-30 | 2022-09-13 | 008634 | INST
104088665 | 1057-S1U01-LTS-CTB-01R-00B | U1 CTB 1RB 110V,AC CONTROL SUPPLY TRNF | E101LTS | EMD | 1057 | 5 | 2022-11-28 | 2022-08-18 | 007973 | DLFL INST
104090039 | 1057-S1U01-LTS-CTB-01R-00B | U1 CTB 1RB 110V,AC CONTROL SUPPLY TRF | E101LTS | EMD | 1057 | 5 | 2022-11-28 | 2022-09-13 | 008634 | INST
104090040 | 1057-S1U01-LTS-CTB-02F-00B | U1 CTB 2FB SPARE MODULE | E101LTS | EMD | 1057 | 5 |  | 2022-09-13 | 008634 | INST
104090041 | 1057-S1U01-LTS-CTB-02F-00C | Feder to IDCT#1 CT FAN-18 (81PAE20AN003) | E101LTS | EMD | 1057 | 5 | 2022-09-30 | 2022-09-13 | 008634 | INST
104090042 | 1057-S1U01-LTS-CTB-02R-00B | U1 CTB 2RB SPARE MODULE | E101LTS | EMD | 1057 | 5 |  | 2022-09-13 | 008634 | INST
104090043 | 1057-S1U01-LTS-CTB-02R-00C | Feder to IDCT#1 CT FAN-19 (81PAE20AN004) | E101LTS | EMD | 1057 | 5 | 2022-09-30 | 2022-09-13 | 008634 | INST
104088670 | 1057-S1U01-LTS-CTB-03F-00B | U1 CTB 3FB Sply CTRL PNL-2 FOR SLUDGE PP | E101LTS | EMD | 1057 | 5 | 2022-11-28 | 2022-08-18 | 007973 | DLFL INST
104090044 | 1057-S1U01-LTS-CTB-03F-00B | U1 CTB 3FB Supp.to CTRL PNL-2 SLUDGE P/P | E101LTS | EMD | 1057 | 5 |  | 2022-09-13 | 008634 | INST
104090045 | 1057-S1U01-LTS-CTB-03F-00C | U1 CTB 3FC Non-ups loads (DCS) | E101LTS | EMD | 1057 | 5 |  | 2022-09-13 | 008634 | INST
104090046 | 1057-S1U01-LTS-CTB-03F-00D | Feder to IDCT#1 CT FAN-20 (81PAE20AN005) | E101LTS | EMD | 1057 | 5 | 2022-09-30 | 2022-09-13 | 008634 | INST
104090047 | 1057-S1U01-LTS-CTB-03R-00B | U1 CTB 3RB SPARE MODULE | E101LTS | EMD | 1057 | 5 |  | 2022-09-13 | 008634 | INST
104090048 | 1057-S1U01-LTS-CTB-03R-00C | Feder to IDCT#1 CT FAN-21 (81PAE20AN006) | E101LTS | EMD | 1057 | 5 | 2022-09-30 | 2022-09-13 | 008634 | INST
104090049 | 1057-S1U01-LTS-CTB-04F-00B | U1 CTB 4FB supply to AC fuse Box | E101LTS | EMD | 1057 | 5 |  | 2022-09-13 | 008634 | INST
104088676 | 1057-S1U01-LTS-CTB-04F-00C | U1 CTB 4FC Sply 24V DC SYSTEM charger-B | E101LTS | EMD | 1057 | 5 | 2022-11-28 | 2022-08-18 | 007973 | DLFL INST
104090050 | 1057-S1U01-LTS-CTB-04F-00C | U1 CTB 4FC Supply to 24VDC SYS charger-B | E101LTS | EMD | 1057 | 5 |  | 2022-09-13 | 008634 | INST
104090051 | 1057-S1U01-LTS-CTB-04F-00D | Feder to IDCT#1 CT FAN-22 (81PAE20AN007) | E101LTS | EMD | 1057 | 5 | 2022-09-30 | 2022-09-13 | 008634 | INST
104090052 | 1057-S1U01-LTS-CTB-04R-00C | Feder to IDCT#1 CT FAN-23 (81PAE20AN008) | E101LTS | EMD | 1057 | 5 | 2022-09-30 | 2022-09-13 | 008634 | INST
104090053 | 1057-S1U01-LTS-CTB-05F-00B | U1 CTB 5FB SPARE MODULE | E101LTS | EMD | 1057 | 5 |  | 2022-09-13 | 008634 | INST
104090054 | 1057-S1U01-LTS-CTB-05F-00C | Feder to IDCT#1 CT FAN-24 (81PAE20AN009) | E101LTS | EMD | 1057 | 5 | 2022-09-30 | 2022-09-13 | 008634 | INST
104090055 | 1057-S1U01-LTS-CTB-05R-00A | Feder to IDCT#1 CT FAN-25 (81PAE20AN010) | E101LTS | EMD | 1057 | 5 | 2022-09-30 | 2022-09-13 | 008634 | INST
104088682 | 1057-S1U01-LTS-CTB-06F | U1 CTB 6A,6B&6C I/c from CT Svc TRF-1B | E101LTS | EMD | 1057 | 5 | 2022-11-28 | 2022-08-18 | 007973 | DLFL INST
104090056 | 1057-S1U01-LTS-CTB-06F | U1 CTB 6A,6B&6C I/c from CT Serv TRF-1B | E101LTS | EMD | 1057 | 5 |  | 2022-09-13 | 008634 | INST
104090057 | 1057-S1U01-LTS-CTB-07F-00C | Feder to IDCT#1 CT FAN-26 (81PAE20AN011) | E101LTS | EMD | 1057 | 5 | 2022-09-30 | 2022-09-13 | 008634 | INST
104090058 | 1057-S1U01-LTS-CTB-07R-00B | U1 CTB 7RB 240V,AC SPACE HEATER supply | E101LTS | EMD | 1057 | 5 |  | 2022-09-13 | 008634 | INST
104090059 | 1057-S1U01-LTS-CTB-07R-00C | Feder to IDCT#1 CT FAN-27 (81PAE20AN012) | E101LTS | EMD | 1057 | 5 | 2022-09-30 | 2022-09-13 | 008634 | INST
104090060 | 1057-S1U01-LTS-CTB-08F-00B | U1 CTB 8FB SPLY-elect hoist-stoplog gate | E101LTS | EMD | 1057 | 5 |  | 2022-09-13 | 008634 | INST
104090061 | 1057-S1U01-LTS-CTB-08F-00C | Feder to IDCT#1 CT FAN-28 (81PAE20AN013) | E101LTS | EMD | 1057 | 5 | 2022-09-30 | 2022-09-13 | 008634 | INST
104090062 | 1057-S1U01-LTS-CTB-08R-00B | U1 CTB 8RB power supply to MLDB | E101LTS | EMD | 1057 | 5 |  | 2022-09-13 | 008634 | INST
104090063 | 1057-S1U01-LTS-CTB-08R-00C | Feder to IDCT#1 CT FAN-29 (81PAE20AN014) | E101LTS | EMD | 1057 | 5 | 2022-09-30 | 2022-09-13 | 008634 | INST
104090064 | 1057-S1U01-LTS-CTB-09F-00C | Feder to IDCT#1 CT FAN-30 (81PAE20AN015) | E101LTS | EMD | 1057 | 5 | 2022-09-30 | 2022-09-13 | 008634 | INST
104090065 | 1057-S1U01-LTS-CTB-09R-00B | U1 CTB 9RB SPARE MODULE | E101LTS | EMD | 1057 | 5 |  | 2022-09-13 | 008634 | INST
104090066 | 1057-S1U01-LTS-CTB-09R-00C | U1 CTB 9RC SPARE MODULE | E101LTS | EMD | 1057 | 5 |  | 2022-09-13 | 008634 | INST
104090067 | 1057-S1U01-LTS-CTB-10F-00C | U1 CTB 10FC SPARE MODULE | E101LTS | EMD | 1057 | 5 |  | 2022-09-13 | 008634 | INST
104090068 | 1057-S1U01-LTS-CTB-10R-00C | U1 CTB 10RC SPARE MODULE | E101LTS | EMD | 1057 | 5 |  | 2022-09-13 | 008634 | INST
104090069 | 1057-S1U01-LTS-CTB-11F | U1 CTB 11A,11B&11C I/c from CTT-1C | E101LTS | EMD | 1057 | 5 |  | 2022-09-13 | 008634 | INST
104088527 | 1057-S1U01-LTS-ESA-01F-ABC | U1 ESP-A INCOMER-1 FROM 1600KVA TRANSFO | E101LTS | EMD | 1057 | 5 |  | 2022-08-18 | 008634 | INST
104088528 | 1057-S1U01-LTS-ESA-02F-00A | U1 ESP-A FDR TO EC FEEDER EC-3 | E101LTS | EMD | 1057 | 5 |  | 2022-08-18 | 008634 | INST
104088529 | 1057-S1U01-LTS-ESA-02F-00B | U1 ESP-A FDR TO DUST DNSTY MNTRS DDM-1 | E101LTS | EMD | 1057 | 5 |  | 2022-08-18 | 008634 | INST
104088530 | 1057-S1U01-LTS-ESA-02F-00C | U1 ESP-A FDR TO CUSTOMER USE#1 | E101LTS | EMD | 1057 | 5 |  | 2022-08-18 | 008634 | INST
104088531 | 1057-S1U01-LTS-ESA-02F-00D | U1 ESP-A FDR TO SHFT INSLTR HEATER HS1 | E101LTS | EMD | 1057 | 5 |  | 2022-08-18 | 008634 | INST
104088532 | 1057-S1U01-LTS-ESA-02F-00E | U1 ESP-A FDR TO SHAFT INSULATOR | E101LTS | EMD | 1057 | 5 |  | 2022-08-18 | 008634 | INST
104088533 | 1057-S1U01-LTS-ESA-02R-00A | U1 ESP-A FDR TO EC FEEDER EC-1 | E101LTS | EMD | 1057 | 5 |  | 2022-08-18 | 008634 | INST
104088534 | 1057-S1U01-LTS-ESA-02R-00B | U1 ESP-A FDR TO RAPPING MOTOR CERM-1 | E101LTS | EMD | 1057 | 5 |  | 2022-08-18 | 008634 | INST
104088535 | 1057-S1U01-LTS-ESA-02R-00C | U1 ESP-A FDR TO RAPPING MOTOR CERM-2 | E101LTS | EMD | 1057 | 5 |  | 2022-08-18 | 008634 | INST
104088536 | 1057-S1U01-LTS-ESA-02R-00D | U1 ESP-A FDR TO RAPPING MOTOR CERM-3 | E101LTS | EMD | 1057 | 5 |  | 2022-08-18 | 008634 | INST
104088537 | 1057-S1U01-LTS-ESA-02R-00E | U1 ESP-A FDR TO RAPPING MOTOR CERM-4 | E101LTS | EMD | 1057 | 5 |  | 2022-08-18 | 008634 | INST
104088538 | 1057-S1U01-LTS-ESA-03F-00A | U1 ESP-A FDR TO ASH LEVEL LOW F1-F10 | E101LTS | EMD | 1057 | 5 |  | 2022-08-18 | 008634 | INST
104088539 | 1057-S1U01-LTS-ESA-03F-00B | U1 ESP-A FDR TO FIELD 1A1 HOPER HEATER-1 | E101LTS | EMD | 1057 | 5 | 2022-11-05 | 2022-08-18 | 008634 | INST
104088540 | 1057-S1U01-LTS-ESA-03F-00C | U1 ESP-A FDR TO HOPPER HEATER HH-F2 | E101LTS | EMD | 1057 | 5 |  | 2022-08-18 | 008634 | INST
104088541 | 1057-S1U01-LTS-ESA-03F-00D | U1 ESP-A FDR TO HOPPER HEATER HH-F3 | E101LTS | EMD | 1057 | 5 |  | 2022-08-18 | 008634 | INST
104088542 | 1057-S1U01-LTS-ESA-03F-00E | U1 ESP-A FDR TO HOPPER HEATER HH-F4 | E101LTS | EMD | 1057 | 5 |  | 2022-08-18 | 008634 | INST
104088543 | 1057-S1U01-LTS-ESA-03R-00A | U1 ESP-A FDR TO EC FEEDER EC-2 | E101LTS | EMD | 1057 | 5 |  | 2022-08-18 | 008634 | INST
104088544 | 1057-S1U01-LTS-ESA-03R-00B | U1 ESP-A FDR TO RAPPING MOTOR CERM-5 | E101LTS | EMD | 1057 | 5 |  | 2022-08-18 | 008634 | INST
104088545 | 1057-S1U01-LTS-ESA-03R-00C | U1 ESP-A FDR TO RAPPING MOTOR CERM-6 | E101LTS | EMD | 1057 | 5 |  | 2022-08-18 | 008634 | INST
104088546 | 1057-S1U01-LTS-ESA-03R-00D | U1 ESP-A FDR TO RAPPING MOTOR CERM-7 | E101LTS | EMD | 1057 | 5 |  | 2022-08-18 | 008634 | INST
104088547 | 1057-S1U01-LTS-ESA-03R-00E | U1 ESP-A FDR TO RAPPING MOTOR CERM-8 | E101LTS | EMD | 1057 | 5 |  | 2022-08-18 | 008634 | INST
104088548 | 1057-S1U01-LTS-ESA-04F-00A | U1 ESP-A FDR TO ASH LEVEL HIGH F1-F10 | E101LTS | EMD | 1057 | 5 |  | 2022-08-18 | 008634 | INST
104088549 | 1057-S1U01-LTS-ESA-04F-00B | U1 ESP-A FDR TO HOPPER HEATER HH-F5 | E101LTS | EMD | 1057 | 5 |  | 2022-08-18 | 008634 | INST
104088550 | 1057-S1U01-LTS-ESA-04F-00C | U1 ESP-A FDR TO HOPPER HEATER HH-F6 | E101LTS | EMD | 1057 | 5 |  | 2022-08-18 | 008634 | INST
104088551 | 1057-S1U01-LTS-ESA-04F-00D | U1 ESP-A FDR TO HOPPER HEATER HH-F7 | E101LTS | EMD | 1057 | 5 |  | 2022-08-18 | 008634 | INST
104088552 | 1057-S1U01-LTS-ESA-04F-00E | U1 ESP-A FDR TO HOPPER HEATER HH-F8 | E101LTS | EMD | 1057 | 5 |  | 2022-08-18 | 008634 | INST
104088553 | 1057-S1U01-LTS-ESA-04R-00A | U1 ESP-A FDR TO EC FEEDER EC-4 | E101LTS | EMD | 1057 | 5 |  | 2022-08-18 | 008634 | INST
104088554 | 1057-S1U01-LTS-ESA-04R-00B | U1 ESP-A FDR TO RAPPING MOTOR CERM-9 | E101LTS | EMD | 1057 | 5 |  | 2022-08-18 | 008634 | INST
104088555 | 1057-S1U01-LTS-ESA-04R-00C | U1 ESP-A FDR TO RAPPING MOTOR CERM-10 | E101LTS | EMD | 1057 | 5 |  | 2022-08-18 | 008634 | INST
104088556 | 1057-S1U01-LTS-ESA-04R-00D | U1 ESP-A FDR TO RAPPING MOTOR EERM-1 | E101LTS | EMD | 1057 | 5 |  | 2022-08-18 | 008634 | INST
104088557 | 1057-S1U01-LTS-ESA-04R-00E | U1 ESP-A FDR TO RAPPING MOTOR | E101LTS | EMD | 1057 | 5 |  | 2022-08-18 | 008634 | INST
104088558 | 1057-S1U01-LTS-ESA-05F-00A | U1 ESP-A FDR TO EC FEEDER EC-5 | E101LTS | EMD | 1057 | 5 |  | 2022-08-18 | 008634 | INST
104088559 | 1057-S1U01-LTS-ESA-05F-00B | U1 ESP-A FDR TO HOPPER HEATER HH-F9 | E101LTS | EMD | 1057 | 5 |  | 2022-08-18 | 008634 | INST
104088560 | 1057-S1U01-LTS-ESA-05F-00C | U1 ESP-A FDR TO HOPPER HEATER HH-F10 | E101LTS | EMD | 1057 | 5 |  | 2022-08-18 | 008634 | INST
104088561 | 1057-S1U01-LTS-ESA-05F-00D | U1 ESP-A FDR TO INSULTR HEATER HI-SP1 | E101LTS | EMD | 1057 | 5 |  | 2022-08-18 | 008634 | INST
104088562 | 1057-S1U01-LTS-ESA-05R-00A | U1 ESP-A FDR TO EC FEEDER EC-6 | E101LTS | EMD | 1057 | 5 |  | 2022-08-18 | 008634 | INST
104088563 | 1057-S1U01-LTS-ESA-05R-00B | U1 ESP-A FDR TO RAPPING MOTOR EERM-3 | E101LTS | EMD | 1057 | 5 |  | 2022-08-18 | 008634 | INST
104088564 | 1057-S1U01-LTS-ESA-05R-00C | U1 ESP-A FDR TO RAPPING MOTOR EERM-4 | E101LTS | EMD | 1057 | 5 |  | 2022-08-18 | 008634 | INST
104088565 | 1057-S1U01-LTS-ESA-05R-00D | U1 ESP-A FDR TO RAPPING MOTOR EERM-5 | E101LTS | EMD | 1057 | 5 |  | 2022-08-18 | 008634 | INST
104088566 | 1057-S1U01-LTS-ESA-05R-00E | U1 ESP-A FDR TO RAPPING MOTOR EERM-6 | E101LTS | EMD | 1057 | 5 |  | 2022-08-18 | 008634 | INST
104088567 | 1057-S1U01-LTS-ESA-06F-00A | U1 ESP-A FDR TO EC FEEDER EC-7 | E101LTS | EMD | 1057 | 5 |  | 2022-08-18 | 008634 | INST
104088568 | 1057-S1U01-LTS-ESA-06F-00B | U1 ESP-A FDR TO HOPPER HEATER HH-(SP-1) | E101LTS | EMD | 1057 | 5 |  | 2022-08-18 | 008634 | INST
104088569 | 1057-S1U01-LTS-ESA-06F-00C | U1 ESP-A FDR TO HOPPER HEATER HH-(SP-2) | E101LTS | EMD | 1057 | 5 |  | 2022-08-18 | 008634 | INST
104088570 | 1057-S1U01-LTS-ESA-06F-00D | U1 ESP-A FDR TO INSLTR HEATER FDR HI-1 | E101LTS | EMD | 1057 | 5 |  | 2022-08-18 | 008634 | INST
104088571 | 1057-S1U01-LTS-ESA-06R-00A | U1 ESP-A FDR TO EC FEEDER EC-8 | E101LTS | EMD | 1057 | 5 |  | 2022-08-18 | 008634 | INST
104088572 | 1057-S1U01-LTS-ESA-06R-00B | U1 ESP-A FDR TO RAPPING MOTOR EERM-7 | E101LTS | EMD | 1057 | 5 |  | 2022-08-18 | 008634 | INST
104088573 | 1057-S1U01-LTS-ESA-06R-00C | U1 ESP-A FDR TO RAPPING MOTOR EERM-8 | E101LTS | EMD | 1057 | 5 |  | 2022-08-18 | 008634 | INST
104088574 | 1057-S1U01-LTS-ESA-06R-00D | U1 ESP-A FDR TO RAPPING MOTOR EERM-9 | E101LTS | EMD | 1057 | 5 |  | 2022-08-18 | 008634 | INST
104088575 | 1057-S1U01-LTS-ESA-06R-00E | U1 ESP-A FDR TO RAPPING MOTOR EERM-10 | E101LTS | EMD | 1057 | 5 |  | 2022-08-18 | 008634 | INST
104088576 | 1057-S1U01-LTS-ESA-07F-00A | U1 ESP-A FDR TO EC FEEDER EC-9 | E101LTS | EMD | 1057 | 5 |  | 2022-08-18 | 008634 | INST
104088577 | 1057-S1U01-LTS-ESA-07F-00B | U1 ESP-A 7FB FDR TO 3D LEVEL | E101LTS | EMD | 1057 | 5 |  | 2022-08-18 | 008634 | INST
104088578 | 1057-S1U01-LTS-ESA-07F-00C | U1 ESP-A FDR TO EC FEEDER EC-(SP-1) | E101LTS | EMD | 1057 | 5 |  | 2022-08-18 | 008634 | INST
104088579 | 1057-S1U01-LTS-ESA-07F-00D | U1 ESP-A FDR TO ETHERNET SWITCH | E101LTS | EMD | 1057 | 5 |  | 2022-08-18 | 008634 | INST
104088580 | 1057-S1U01-LTS-ESA-07R-00A | U1 ESP-A FDR TO EC FEEDER EC-10 | E101LTS | EMD | 1057 | 5 |  | 2022-08-18 | 008634 | INST
104088581 | 1057-S1U01-LTS-ESA-07R-00B | U1 ESP-A FDR TO RAPPING MOTOR GDRM-1 | E101LTS | EMD | 1057 | 5 |  | 2022-08-18 | 008634 | INST
104088582 | 1057-S1U01-LTS-ESA-07R-00C | U1 ESP-A FDR TO RAPPING MOTOR RM-SPARE1 | E101LTS | EMD | 1057 | 5 |  | 2022-08-18 | 008634 | INST
104088583 | 1057-S1U01-LTS-ESA-07R-00D | U1 ESP-A FDR TO RAPPING MOTOR RM-SPARE2 | E101LTS | EMD | 1057 | 5 |  | 2022-08-18 | 008634 | INST
104088584 | 1057-S1U01-LTS-ESA-07R-00E | U1 ESP-A FDR TO RAPPING MOTOR RM-SPARE3 | E101LTS | EMD | 1057 | 5 |  | 2022-08-18 | 008634 | INST
104088585 | 1057-S1U01-LTS-ESA-08F-00A | U1 ESP-A FDR TO ASH LEVEL LOW F11-F20 | E101LTS | EMD | 1057 | 5 |  | 2022-08-18 | 008634 | INST
104088586 | 1057-S1U01-LTS-ESA-08F-00B | U1 ESP-A FDR TO HOPPER HEATER HH-F11 | E101LTS | EMD | 1057 | 5 |  | 2022-08-18 | 008634 | INST
104088587 | 1057-S1U01-LTS-ESA-08F-00C | U1 ESP-A FDR TO HOPPER HEATER HH-F12 | E101LTS | EMD | 1057 | 5 |  | 2022-08-18 | 008634 | INST
104088588 | 1057-S1U01-LTS-ESA-08F-00D | U1 ESP-A FDR TO HOPPER HEATER HH-F13 | E101LTS | EMD | 1057 | 5 |  | 2022-08-18 | 008634 | INST
104088589 | 1057-S1U01-LTS-ESA-08F-00E | U1 ESP-A FDR TO HOPPER HEATER HH-F14 | E101LTS | EMD | 1057 | 5 |  | 2022-08-18 | 008634 | INST
104088590 | 1057-S1U01-LTS-ESA-08R-00A | U1 ESP-A FDR TO EC FEEDER EC-11 | E101LTS | EMD | 1057 | 5 |  | 2022-08-18 | 008634 | INST
104088591 | 1057-S1U01-LTS-ESA-08R-00B | U1 ESP-A FDR TO RAPPING MOTOR CERM-11 | E101LTS | EMD | 1057 | 5 |  | 2022-08-18 | 008634 | INST
104088592 | 1057-S1U01-LTS-ESA-08R-00C | U1 ESP-A FDR TO RAPPING MOTOR CERM-12 | E101LTS | EMD | 1057 | 5 |  | 2022-08-18 | 008634 | INST
104088593 | 1057-S1U01-LTS-ESA-08R-00D | U1 ESP-A FDR TO RAPPING MOTOR CERM-13 | E101LTS | EMD | 1057 | 5 |  | 2022-08-18 | 008634 | INST
104088594 | 1057-S1U01-LTS-ESA-08R-00E | U1 ESP-A FDR TO RAPPING MOTOR CERM-14 | E101LTS | EMD | 1057 | 5 |  | 2022-08-18 | 008634 | INST
104088595 | 1057-S1U01-LTS-ESA-09F-00A | U1 ESP-A FDR TO ASH LEVEL HIGH F11-F20 | E101LTS | EMD | 1057 | 5 |  | 2022-08-18 | 008634 | INST
104088596 | 1057-S1U01-LTS-ESA-09F-00B | U1 ESP-A FDR TO HOPPER HEATER HH-F15 | E101LTS | EMD | 1057 | 5 |  | 2022-08-18 | 008634 | INST
104088597 | 1057-S1U01-LTS-ESA-09F-00C | U1 ESP-A FDR TO HOPPER HEATER HH-F16 | E101LTS | EMD | 1057 | 5 |  | 2022-08-18 | 008634 | INST
104088598 | 1057-S1U01-LTS-ESA-09F-00D | U1 ESP-A FDR TO HOPPER HEATER HH-F17 | E101LTS | EMD | 1057 | 5 |  | 2022-08-18 | 008634 | INST
104088599 | 1057-S1U01-LTS-ESA-09F-00E | U1 ESP-A FDR TO HOPPER HEATER HH-F18 | E101LTS | EMD | 1057 | 5 |  | 2022-08-18 | 008634 | INST
104088600 | 1057-S1U01-LTS-ESA-09R-00A | U1 ESP-A FDR TO EC FEEDER EC-13 | E101LTS | EMD | 1057 | 5 |  | 2022-08-18 | 008634 | INST
104088601 | 1057-S1U01-LTS-ESA-09R-00B | U1 ESP-A FDR TO RAPPING MOTOR CERM-15 | E101LTS | EMD | 1057 | 5 |  | 2022-08-18 | 008634 | INST
104088602 | 1057-S1U01-LTS-ESA-09R-00C | U1 ESP-A FDR TO RAPPING MOTOR CERM-16 | E101LTS | EMD | 1057 | 5 |  | 2022-08-18 | 008634 | INST
104088603 | 1057-S1U01-LTS-ESA-09R-00D | U1 ESP-A FDR TO RAPPING MOTOR CERM-17 | E101LTS | EMD | 1057 | 5 |  | 2022-08-18 | 008634 | INST
104088604 | 1057-S1U01-LTS-ESA-09R-00E | U1 ESP-A FDR TO RAPPING MOTOR CERM-18 | E101LTS | EMD | 1057 | 5 |  | 2022-08-18 | 008634 | INST
104088605 | 1057-S1U01-LTS-ESA-10F-00A | U1 ESP-A FDR TO EC FEEDER EC-12 | E101LTS | EMD | 1057 | 5 |  | 2022-08-18 | 008634 | INST
104088606 | 1057-S1U01-LTS-ESA-10F-00B | U1 ESP-A FDR TO HOPPER HEATER HH-F19 | E101LTS | EMD | 1057 | 5 |  | 2022-08-18 | 008634 | INST
104088607 | 1057-S1U01-LTS-ESA-10F-00C | U1 ESP-A FDR TO HOPPER HEATER HH-F20 | E101LTS | EMD | 1057 | 5 |  | 2022-08-18 | 008634 | INST
104088608 | 1057-S1U01-LTS-ESA-10F-00D | U1 ESP-A FDR TO INSLTR HEATER HI-SP2 | E101LTS | EMD | 1057 | 5 |  | 2022-08-18 | 008634 | INST
104088609 | 1057-S1U01-LTS-ESA-10R-00A | U1 ESP-A FDR TO EC FEEDER EC-15 | E101LTS | EMD | 1057 | 5 |  | 2022-08-18 | 008634 | INST
104088610 | 1057-S1U01-LTS-ESA-10R-00B | U1 ESP-A FDR TO RAPPING MOTOR CERM-19 | E101LTS | EMD | 1057 | 5 |  | 2022-08-18 | 008634 | INST
104088611 | 1057-S1U01-LTS-ESA-10R-00C | U1 ESP-A FDR TO RAPPING MOTOR CERM-20 | E101LTS | EMD | 1057 | 5 |  | 2022-08-18 | 008634 | INST
104088612 | 1057-S1U01-LTS-ESA-10R-00D | U1 ESP-A FDR TO RAPPING MOTOR EERM-11 | E101LTS | EMD | 1057 | 5 |  | 2022-08-18 | 008634 | INST
104088613 | 1057-S1U01-LTS-ESA-10R-00E | U1 ESP-A FDR TO RAPPING MOTOR EERM-12 | E101LTS | EMD | 1057 | 5 |  | 2022-08-18 | 008634 | INST
104088614 | 1057-S1U01-LTS-ESA-11F-00A | U1 ESP-A FDR TO EC FEEDER EC-14 | E101LTS | EMD | 1057 | 5 |  | 2022-08-18 | 008634 | INST
104088615 | 1057-S1U01-LTS-ESA-11F-00B | U1 ESP-A FDR TO HOPPER HEATER HH-(SP-3) | E101LTS | EMD | 1057 | 5 |  | 2022-08-18 | 008634 | INST
104088616 | 1057-S1U01-LTS-ESA-11F-00C | U1 ESP-A FDR TO HOPPER HEATER HH-(SP-4) | E101LTS | EMD | 1057 | 5 |  | 2022-08-18 | 008634 | INST
104088617 | 1057-S1U01-LTS-ESA-11F-00D | U1 ESP-A FDR TO INSLTR HEATER FDER HI-2 | E101LTS | EMD | 1057 | 5 |  | 2022-08-18 | 008634 | INST
104088618 | 1057-S1U01-LTS-ESA-11R-00A | U1 ESP-A FDR TO EC FEEDER EC-17 | E101LTS | EMD | 1057 | 5 |  | 2022-08-18 | 008634 | INST
104088619 | 1057-S1U01-LTS-ESA-11R-00B | U1 ESP-A FDR TO RAPPING MOTOR EERM-13 | E101LTS | EMD | 1057 | 5 |  | 2022-08-18 | 008634 | INST
104088620 | 1057-S1U01-LTS-ESA-11R-00C | U1 ESP-A FDR TO RAPPING MOTOR EERM-14 | E101LTS | EMD | 1057 | 5 |  | 2022-08-18 | 008634 | INST
104088621 | 1057-S1U01-LTS-ESA-11R-00D | U1 ESP-A FDR TO RAPPING MOTOR EERM-15 | E101LTS | EMD | 1057 | 5 |  | 2022-08-18 | 008634 | INST
104088622 | 1057-S1U01-LTS-ESA-11R-00E | U1 ESP-A FDR TO RAPPING MOTOR EERM-16 | E101LTS | EMD | 1057 | 5 |  | 2022-08-18 | 008634 | INST
104088623 | 1057-S1U01-LTS-ESA-12F-ABC | U1 ESP-A TIE FRM ESP STNDBY SWGR-G/H | E101LTS | EMD | 1057 | 5 |  | 2022-08-18 | 008634 | INST
104088624 | 1057-S1U01-LTS-ESA-13F-00A | U1 ESP-A FDR TO EC FEEDER EC-16 | E101LTS | EMD | 1057 | 5 |  | 2022-08-18 | 008634 | INST
104088625 | 1057-S1U01-LTS-ESA-13F-00B | U1 ESP-A FDR TO INSLTR HEATER HS(SP-2) | E101LTS | EMD | 1057 | 5 |  | 2022-08-18 | 008634 | INST
104088626 | 1057-S1U01-LTS-ESA-13F-00C | U1 ESP-A FDR TO SHAFT INSLTR HEATER HS2 | E101LTS | EMD | 1057 | 5 |  | 2022-08-18 | 008634 | INST
104088627 | 1057-S1U01-LTS-ESA-13F-00D | U1 ESP-A FDR TO RAPPING MOTOR RM SPARE7 | E101LTS | EMD | 1057 | 5 |  | 2022-08-18 | 008634 | INST
104088628 | 1057-S1U01-LTS-ESA-13F-00E | U1 ESP-A FDR TO RAPPING MOTOR RM SPARE8 | E101LTS | EMD | 1057 | 5 |  | 2022-08-18 | 008634 | INST
104088634 | 1057-S1U01-LTS-ESA-13F-0AA | U1 ESP-A FDR TO MARSHALLING ( FRONT) | E101LTS | EMD | 1057 | 5 |  | 2022-08-18 | 008634 | INST
104088629 | 1057-S1U01-LTS-ESA-13R-00A | U1 ESP-A FDR TO EC FEEDER EC-19 | E101LTS | EMD | 1057 | 5 |  | 2022-08-18 | 008634 | INST
104088630 | 1057-S1U01-LTS-ESA-13R-00B | U1 ESP-A FDR TO RAPPING MOTOR EERM-17 | E101LTS | EMD | 1057 | 5 |  | 2022-08-18 | 008634 | INST
104088631 | 1057-S1U01-LTS-ESA-13R-00C | U1 ESP-A FDR TO RAPPING MOTOR EERM-18 | E101LTS | EMD | 1057 | 5 |  | 2022-08-18 | 008634 | INST
104088632 | 1057-S1U01-LTS-ESA-13R-00D | U1 ESP-A FDR TO RAPPING MOTOR EERM-19 | E101LTS | EMD | 1057 | 5 |  | 2022-08-18 | 008634 | INST
104088633 | 1057-S1U01-LTS-ESA-13R-00E | U1 ESP-A FDR TO RAPPING MOTOR EERM-20 | E101LTS | EMD | 1057 | 5 |  | 2022-08-18 | 008634 | INST
104088635 | 1057-S1U01-LTS-ESA-13R-0AA | U1 ESP-A FDR TO MARSHALLING ( BACK) | E101LTS | EMD | 1057 | 5 |  | 2022-08-18 | 008634 | INST
104088636 | 1057-S1U01-LTS-ESA-14F-00A | U1 ESP-A FDR TO EC FEEDER EC-18 | E101LTS | EMD | 1057 | 5 |  | 2022-08-18 | 008634 | INST
104088637 | 1057-S1U01-LTS-ESA-14F-00B | U1 ESP-A FDR TO DUST DNSTY MNTRS DDM-2 | E101LTS | EMD | 1057 | 5 |  | 2022-08-18 | 008634 | INST
104088638 | 1057-S1U01-LTS-ESA-14F-00C | U1 ESP-A 14FC FDR TO SFU EOH FEEDER | E101LTS | EMD | 1057 | 5 |  | 2022-08-18 | 008634 | INST
104088639 | 1057-S1U01-LTS-ESA-14F-00D | 14FD ESP-A FDR TO CTRL SPLY 415/110 TRF | E101LTS | EMD | 1057 | 5 |  | 2022-08-18 | 008634 | INST
104088640 | 1057-S1U01-LTS-ESA-14R-00A | U1 ESP-A FDR TO EC FEEDER EC-(SP-2) | E101LTS | EMD | 1057 | 5 |  | 2022-08-18 | 008634 | INST
104088641 | 1057-S1U01-LTS-ESA-14R-00B | U1 ESP-A FDR TO RAPPING MOTOR GDRM-2 | E101LTS | EMD | 1057 | 5 |  | 2022-08-18 | 008634 | INST
104088642 | 1057-S1U01-LTS-ESA-14R-00C | U1 ESP-A FDR TO RAPPING MOTOR RM-SPARE4 | E101LTS | EMD | 1057 | 5 |  | 2022-08-18 | 008634 | INST
104088643 | 1057-S1U01-LTS-ESA-14R-00D | U1 ESP-A FDR TO RAPPING MOTOR RM-SPARE5 | E101LTS | EMD | 1057 | 5 |  | 2022-08-18 | 008634 | INST
104088644 | 1057-S1U01-LTS-ESA-14R-00E | U1 ESP-A FDR TO RAPPING MOTOR RM-SPARE6 | E101LTS | EMD | 1057 | 5 |  | 2022-08-18 | 008634 | INST
104088645 | 1057-S1U01-LTS-ESA-15F-00A | U1 ESP-A FDR TO BUS PT | E101LTS | EMD | 1057 | 5 |  | 2022-08-18 | 008634 | INST
104088646 | 1057-S1U01-LTS-ESA-15F-00B | U1 ESP-A FDR TO EC FEEDER EC-20 | E101LTS | EMD | 1057 | 5 |  | 2022-08-18 | 008634 | INST
104088647 | 1057-S1U01-LTS-ESA-15F-00C | U1 ESP-A FDR TO 3D LEVEL | E101LTS | EMD | 1057 | 5 |  | 2022-08-18 | 008634 | INST
104088648 | 1057-S1U01-LTS-ESA-15F-00D | U1 ESP-A FDR TO CUSTOMER USE#2 | E101LTS | EMD | 1057 | 5 |  | 2022-08-18 | 008634 | INST
104088649 | 1057-S1U01-LTS-ESA-15F-00E | 15FE ESP-A FDR TO CTRL SPLY 415/110 TRF | E101LTS | EMD | 1057 | 5 |  | 2022-08-18 | 008634 | INST
104088650 | 1057-S1U01-LTS-ESA-15R-00A | U1 ESP-A FDR TO EC FEEDER EC-(SP-4) | E101LTS | EMD | 1057 | 5 |  | 2022-08-18 | 008634 | INST
104088651 | 1057-S1U01-LTS-ESA-15R-00B | U1 ESP-A 15RB FDR TO SFU EOH FEEDER | E101LTS | EMD | 1057 | 5 |  | 2022-08-18 | 008634 | INST
104088652 | 1057-S1U01-LTS-ESA-15R-00C | U1 ESP-A FDR TO EC FEEDER | E101LTS | EMD | 1057 | 5 |  | 2022-08-18 | 008634 | INST
104088653 | 1057-S1U01-LTS-ESA-16F-00A | U1 ESP-A FDR TO CUSTOMER USE#3 | E101LTS | EMD | 1057 | 5 |  | 2022-08-18 | 008634 | INST
104088654 | 1057-S1U01-LTS-ESA-16F-00B | U1 ESP-A 16FB FDR TO LDB | E101LTS | EMD | 1057 | 5 |  | 2022-08-18 | 008634 | INST
104088655 | 1057-S1U01-LTS-ESA-16F-00C | U1 ESP-A FDR TO CUSTOMER USE#4 | E101LTS | EMD | 1057 | 5 |  | 2022-08-18 | 008634 | INST
104088656 | 1057-S1U01-LTS-ESA-16F-00D | U1 ESP-A FDR TO CUSTOMER USE#5 | E101LTS | EMD | 1057 | 5 |  | 2022-08-18 | 008634 | INST
104088657 | 1057-S1U01-LTS-ESA-16R-00A | U1 ESP-A FDR TO CUSTOMER USE#6 | E101LTS | EMD | 1057 | 5 |  | 2022-08-18 | 008634 | INST
104088658 | 1057-S1U01-LTS-ESA-16R-00B | U1 ESP-A 16RB FDR TO LDB | E101LTS | EMD | 1057 | 5 |  | 2022-08-18 | 008634 | INST
104088659 | 1057-S1U01-LTS-ESA-16R-00C | U1 ESP-A FDR TO CUSTOMER USE#7 | E101LTS | EMD | 1057 | 5 |  | 2022-08-18 | 008634 | INST
104088660 | 1057-S1U01-LTS-ESA-16R-00D | U1 ESP-A FDR TO CUSTOMER USE#8 | E101LTS | EMD | 1057 | 5 |  | 2022-08-18 | 008634 | INST
104088191 | 1057-S1U01-LTS-ESF-01F-ABC | U1 ESP-F I/C-1 FDR FROM 1600KVA TRAFO | E101LTS | EMD | 1057 | 5 |  | 2022-08-18 | 008634 | INST
104088192 | 1057-S1U01-LTS-ESF-02F-00A | U1 ESP-F FDR TO EC FEEDER EC-3 | E101LTS | EMD | 1057 | 5 |  | 2022-08-18 | 008634 | INST
104088193 | 1057-S1U01-LTS-ESF-02F-00B | U1 ESP-F FDR TO DUST DENSITY MONITORS-1 | E101LTS | EMD | 1057 | 5 |  | 2022-08-18 | 008634 | INST
104088194 | 1057-S1U01-LTS-ESF-02F-00C | U1 ESP-F FDR TO CUSTOMER USE1 | E101LTS | EMD | 1057 | 5 |  | 2022-08-18 | 008634 | INST
104088195 | 1057-S1U01-LTS-ESF-02F-00D | ESP-F FDR TO SHAFT INSULATOR HEATER HS-1 | E101LTS | EMD | 1057 | 5 |  | 2022-08-18 | 008634 | INST
104088196 | 1057-S1U01-LTS-ESF-02F-00E | U1 ESP-F FDR TO SHAFT INSULATOR HEATER | E101LTS | EMD | 1057 | 5 |  | 2022-08-18 | 008634 | INST
104088197 | 1057-S1U01-LTS-ESF-02R-00A | U1 ESP-F FDR TO EC FEEDER EC-1 | E101LTS | EMD | 1057 | 5 |  | 2022-08-18 | 008634 | INST
104088198 | 1057-S1U01-LTS-ESF-02R-00B | U1 ESP-F FDR TO RAPPING MOTOR CERM-1 | E101LTS | EMD | 1057 | 5 |  | 2022-08-18 | 008634 | INST
104088199 | 1057-S1U01-LTS-ESF-02R-00C | U1 ESP-F FDR TO RAPPING MOTOR CERM-2 | E101LTS | EMD | 1057 | 5 |  | 2022-08-18 | 008634 | INST
104088200 | 1057-S1U01-LTS-ESF-02R-00D | U1 ESP-F FDR TORAPPING MOTOR CERM-3 | E101LTS | EMD | 1057 | 5 |  | 2022-08-18 | 008634 | INST
104088201 | 1057-S1U01-LTS-ESF-02R-00E | U1 ESP-F FDR TO RAPPING MOTOR CERM-4 | E101LTS | EMD | 1057 | 5 |  | 2022-08-18 | 008634 | INST
104088202 | 1057-S1U01-LTS-ESF-03F-00A | U1 ESP-F FDR TO ASH LEVEL LOW F1-F10 | E101LTS | EMD | 1057 | 5 |  | 2022-08-18 | 008634 | INST
104088203 | 1057-S1U01-LTS-ESF-03F-00B | U1 ESP-F FDR TO HOPPER HEATER HH-F1 | E101LTS | EMD | 1057 | 5 |  | 2022-08-18 | 008634 | INST
104088204 | 1057-S1U01-LTS-ESF-03F-00C | U1 ESP-F FDR TO HOPPER HEATER HH-F2 | E101LTS | EMD | 1057 | 5 |  | 2022-08-18 | 008634 | INST
104088205 | 1057-S1U01-LTS-ESF-03F-00D | U1 ESP-F FDR TO HOPPER HEATER HH-F3 | E101LTS | EMD | 1057 | 5 |  | 2022-08-18 | 008634 | INST
104088206 | 1057-S1U01-LTS-ESF-03F-00E | U1 ESP-F FDR TO HOPPER HEATER HH-F4 | E101LTS | EMD | 1057 | 5 |  | 2022-08-18 | 008634 | INST
104088207 | 1057-S1U01-LTS-ESF-03R-00A | U1 ESP-F FDR TO EC FEEDER EC-2 | E101LTS | EMD | 1057 | 5 |  | 2022-08-18 | 008634 | INST
104088208 | 1057-S1U01-LTS-ESF-03R-00B | U1 ESP-F FDR TO RAPPING MOTOR CERM-5 | E101LTS | EMD | 1057 | 5 |  | 2022-08-18 | 008634 | INST
104088209 | 1057-S1U01-LTS-ESF-03R-00C | U1 ESP-F FDR TO RAPPING MOTOR CERM-6 | E101LTS | EMD | 1057 | 5 |  | 2022-08-18 | 008634 | INST
104088210 | 1057-S1U01-LTS-ESF-03R-00D | U1 ESP-F FDR TO RAPPING MOTOR CERM-7 | E101LTS | EMD | 1057 | 5 |  | 2022-08-18 | 008634 | INST
104088211 | 1057-S1U01-LTS-ESF-03R-00E | U1 ESP-F FDR TO RAPPING MOTOR CERM-8 | E101LTS | EMD | 1057 | 5 |  | 2022-08-18 | 008634 | INST
104088212 | 1057-S1U01-LTS-ESF-04F-00A | U1 ESP-F FDR TO ASH LEVEL HIGH F1-F10 | E101LTS | EMD | 1057 | 5 |  | 2022-08-18 | 008634 | INST
104088213 | 1057-S1U01-LTS-ESF-04F-00B | U1 ESP-F FDR TO HOPPER HEATER HH-F5 | E101LTS | EMD | 1057 | 5 |  | 2022-08-18 | 008634 | INST
104088214 | 1057-S1U01-LTS-ESF-04F-00C | U1 ESP-F FDR TO HOPPER HEATER HH-F6 | E101LTS | EMD | 1057 | 5 |  | 2022-08-18 | 008634 | INST
104088215 | 1057-S1U01-LTS-ESF-04F-00D | U1 ESP-F FDR TO HOPPER HEATER HH-F7 | E101LTS | EMD | 1057 | 5 |  | 2022-08-18 | 008634 | INST
104088216 | 1057-S1U01-LTS-ESF-04F-00E | U1 ESP-F FDR TO HOPPER HEATER HH-F8 | E101LTS | EMD | 1057 | 5 |  | 2022-08-18 | 008634 | INST
104088217 | 1057-S1U01-LTS-ESF-04R-00A | U1 ESP-F FDR TO EC FEEDER EC-4 | E101LTS | EMD | 1057 | 5 |  | 2022-08-18 | 008634 | INST
104088218 | 1057-S1U01-LTS-ESF-04R-00B | U1 ESP-F FDR TO RAPPING MOTOR CERM-9 | E101LTS | EMD | 1057 | 5 |  | 2022-08-18 | 008634 | INST
104088219 | 1057-S1U01-LTS-ESF-04R-00C | U1 ESP-F FDR TO RAPPING MOTOR CERM-10 | E101LTS | EMD | 1057 | 5 |  | 2022-08-18 | 008634 | INST
104088220 | 1057-S1U01-LTS-ESF-04R-00D | U1 ESP-F FDR TO RAPPING MOTOR EERM-1 | E101LTS | EMD | 1057 | 5 |  | 2022-08-18 | 008634 | INST
104088221 | 1057-S1U01-LTS-ESF-04R-00E | U1 ESP-F FDR TO RAPPING MOTOR EERM-2 | E101LTS | EMD | 1057 | 5 |  | 2022-08-18 | 008634 | INST
104088222 | 1057-S1U01-LTS-ESF-05F-00A | U1 ESP-F FDR TO EC FEEDER EC-5 | E101LTS | EMD | 1057 | 5 |  | 2022-08-18 | 008634 | INST
104088223 | 1057-S1U01-LTS-ESF-05F-00B | U1 ESP-F FDR TO HOPPER HEATER HH-F9 | E101LTS | EMD | 1057 | 5 |  | 2022-08-18 | 008634 | INST
104088224 | 1057-S1U01-LTS-ESF-05F-00C | U1 ESP-F FDR TO HOPPER HEATER HH-F10 | E101LTS | EMD | 1057 | 5 |  | 2022-08-18 | 008634 | INST
104088226 | 1057-S1U01-LTS-ESF-05R-00A | U1 ESP-F FDR TO EC FEEDER EC-6 | E101LTS | EMD | 1057 | 5 |  | 2022-08-18 | 008634 | INST
104088227 | 1057-S1U01-LTS-ESF-05R-00B | U1 ESP-F FDR TO RAPPING MOTOR EERM-3 | E101LTS | EMD | 1057 | 5 |  | 2022-08-18 | 008634 | INST
104088228 | 1057-S1U01-LTS-ESF-05R-00C | U1 ESP-F FDR TO RAPPING MOTOR EERM-4 | E101LTS | EMD | 1057 | 5 |  | 2022-08-18 | 008634 | INST
104088229 | 1057-S1U01-LTS-ESF-05R-00D | U1 ESP-F FDR TO RAPPING MOTOR EERM-5 | E101LTS | EMD | 1057 | 5 |  | 2022-08-18 | 008634 | INST
104088230 | 1057-S1U01-LTS-ESF-05R-00E | U1 ESP-F FDR TO RAPPING MOTOR EERM-6 | E101LTS | EMD | 1057 | 5 |  | 2022-08-18 | 008634 | INST
104088231 | 1057-S1U01-LTS-ESF-06F-00A | U1 ESP-F FDR TO EC FEEDER EC-7 | E101LTS | EMD | 1057 | 5 |  | 2022-08-18 | 008634 | INST
104088232 | 1057-S1U01-LTS-ESF-06F-00B | U1 ESP-F FDR TO HOPPER HEATER HH-(SP-1) | E101LTS | EMD | 1057 | 5 |  | 2022-08-18 | 008634 | INST
104088233 | 1057-S1U01-LTS-ESF-06F-00C | U1 ESP-F FDR TO HOPPER HEATER HH-(SP-2) | E101LTS | EMD | 1057 | 5 |  | 2022-08-18 | 008634 | INST
104088234 | 1057-S1U01-LTS-ESF-06F-00D | ESP-F FDR TO SUPPORT INSULATOR HEATER | E101LTS | EMD | 1057 | 5 |  | 2022-08-18 | 008634 | INST
104088235 | 1057-S1U01-LTS-ESF-06R-00A | U1 ESP-F FDR TO EC FEEDER EC-8 | E101LTS | EMD | 1057 | 5 |  | 2022-08-18 | 008634 | INST
104088236 | 1057-S1U01-LTS-ESF-06R-00B | U1 ESP-F FDR TO RAPPING MOTOR EERM-7 | E101LTS | EMD | 1057 | 5 |  | 2022-08-18 | 008634 | INST
104088237 | 1057-S1U01-LTS-ESF-06R-00C | U1 ESP-F FDR TO RAPPING MOTOR EERM-8 | E101LTS | EMD | 1057 | 5 |  | 2022-08-18 | 008634 | INST
104088238 | 1057-S1U01-LTS-ESF-06R-00D | U1 ESP-F FDR TO RAPPING MOTOR EERM-9 | E101LTS | EMD | 1057 | 5 |  | 2022-08-18 | 008634 | INST
104088239 | 1057-S1U01-LTS-ESF-06R-00E | U1 ESP-F FDR TO RAPPING MOTOR EERM-10 | E101LTS | EMD | 1057 | 5 |  | 2022-08-18 | 008634 | INST
104088240 | 1057-S1U01-LTS-ESF-07F-00A | U1 ESP-F FDR TO EC FEEDER EC-9 | E101LTS | EMD | 1057 | 5 |  | 2022-08-18 | 008634 | INST
104088242 | 1057-S1U01-LTS-ESF-07F-00C | U1 ESP-F FDR TO EC FEEDER EC-(SP-1) | E101LTS | EMD | 1057 | 5 |  | 2022-08-18 | 008634 | INST
104088243 | 1057-S1U01-LTS-ESF-07F-00D | U1 ESP-F FDR TO THERNET SWITCH | E101LTS | EMD | 1057 | 5 |  | 2022-08-18 | 008634 | INST
104088244 | 1057-S1U01-LTS-ESF-07R-00A | U1 ESP-F FDR TO EC FEEDER EC-10 | E101LTS | EMD | 1057 | 5 |  | 2022-08-18 | 008634 | INST
104088245 | 1057-S1U01-LTS-ESF-07R-00B | U1 ESP-F FDR TO RAPPING MOTOR GDRM-1 | E101LTS | EMD | 1057 | 5 |  | 2022-08-18 | 008634 | INST
104088246 | 1057-S1U01-LTS-ESF-07R-00C | ESP-F FDR TO RAPPING MOTOR RM-(SPARE-1) | E101LTS | EMD | 1057 | 5 |  | 2022-08-18 | 008634 | INST
104088247 | 1057-S1U01-LTS-ESF-07R-00D | ESP-F FDR TO RAPPING MOTOR RM-(SPARE-2) | E101LTS | EMD | 1057 | 5 |  | 2022-08-18 | 008634 | INST
104088248 | 1057-S1U01-LTS-ESF-07R-00E | ESP-F FDR TO RAPPING MOTOR RM-(SPARE-3) | E101LTS | EMD | 1057 | 5 |  | 2022-08-18 | 008634 | INST
104088249 | 1057-S1U01-LTS-ESF-08F-00A | U1 ESP-F FDR TO ASH LEVEL LOW F11-F20 | E101LTS | EMD | 1057 | 5 |  | 2022-08-18 | 008634 | INST
104088250 | 1057-S1U01-LTS-ESF-08F-00B | U1 ESP-F FDR TO HOPPER HEATER HH-F11 | E101LTS | EMD | 1057 | 5 |  | 2022-08-18 | 008634 | INST
104088251 | 1057-S1U01-LTS-ESF-08F-00C | U1 ESP-F FDR TO HOPPER HEATER HH-F12 | E101LTS | EMD | 1057 | 5 |  | 2022-08-18 | 008634 | INST
104088252 | 1057-S1U01-LTS-ESF-08F-00D | U1 ESP-F FDR TO HOPPER HEATER HH-F13 | E101LTS | EMD | 1057 | 5 |  | 2022-08-18 | 008634 | INST
104088253 | 1057-S1U01-LTS-ESF-08F-00E | U1 ESP-F FDR TO HOPPER HEATER HH-F14 | E101LTS | EMD | 1057 | 5 |  | 2022-08-18 | 008634 | INST
104088254 | 1057-S1U01-LTS-ESF-08R-00A | U1 ESP-F FDR TO EC FEEDER EC-11 | E101LTS | EMD | 1057 | 5 |  | 2022-08-18 | 008634 | INST
104088255 | 1057-S1U01-LTS-ESF-08R-00B | U1 ESP-F FDR TO RAPPING MOTOR CERM-11 | E101LTS | EMD | 1057 | 5 |  | 2022-08-18 | 008634 | INST
104088256 | 1057-S1U01-LTS-ESF-08R-00C | U1 ESP-F FDR TO RAPPING MOTOR CERM-12 | E101LTS | EMD | 1057 | 5 |  | 2022-08-18 | 008634 | INST
104088257 | 1057-S1U01-LTS-ESF-08R-00D | U1 ESP-F FDR TO RAPPING MOTOR CERM-13 | E101LTS | EMD | 1057 | 5 |  | 2022-08-18 | 008634 | INST
104088258 | 1057-S1U01-LTS-ESF-08R-00E | U1 ESP-F FDR TO RAPPING MOTOR CERM-14 | E101LTS | EMD | 1057 | 5 |  | 2022-08-18 | 008634 | INST
104088259 | 1057-S1U01-LTS-ESF-09F-00A | U1 ESP-F FDR TO ASH LEVEL HIGH F11-F20 | E101LTS | EMD | 1057 | 5 |  | 2022-08-18 | 008634 | INST
104088260 | 1057-S1U01-LTS-ESF-09F-00B | U1 ESP-F FDR TO HOPPER HEATER HH-F15 | E101LTS | EMD | 1057 | 5 |  | 2022-08-18 | 008634 | INST
104088261 | 1057-S1U01-LTS-ESF-09F-00C | U1 ESP-F FDR TO HOPPER HEATER HH-F16 | E101LTS | EMD | 1057 | 5 |  | 2022-08-18 | 008634 | INST
104088262 | 1057-S1U01-LTS-ESF-09F-00D | U1 ESP-F FDR TO HOPPER HEATER HH-F17 | E101LTS | EMD | 1057 | 5 |  | 2022-08-18 | 008634 | INST
104088263 | 1057-S1U01-LTS-ESF-09F-00E | U1 ESP-F FDR TO HOPPER HEATER HH-F18 | E101LTS | EMD | 1057 | 5 |  | 2022-08-18 | 008634 | INST
104088264 | 1057-S1U01-LTS-ESF-09R-00A | U1 ESP-F FDR TO EC FEEDER EC-13 | E101LTS | EMD | 1057 | 5 |  | 2022-08-18 | 008634 | INST
104088265 | 1057-S1U01-LTS-ESF-09R-00B | U1 ESP-F FDR TO RAPPING MOTOR CERM-15 | E101LTS | EMD | 1057 | 5 |  | 2022-08-18 | 008634 | INST
104088266 | 1057-S1U01-LTS-ESF-09R-00C | U1 ESP-F FDR TO RAPPING MOTOR CERM-16 | E101LTS | EMD | 1057 | 5 |  | 2022-08-18 | 008634 | INST
104088267 | 1057-S1U01-LTS-ESF-09R-00D | U1 ESP-F FDR TO RAPPING MOTOR CERM-17 | E101LTS | EMD | 1057 | 5 |  | 2022-08-18 | 008634 | INST
104088268 | 1057-S1U01-LTS-ESF-09R-00E | U1 ESP-F FDR TO RAPPING MOTOR CERM-18 | E101LTS | EMD | 1057 | 5 |  | 2022-08-18 | 008634 | INST
104088269 | 1057-S1U01-LTS-ESF-10F-00A | U1 ESP-F FDR TO EC FEEDER EC-12 | E101LTS | EMD | 1057 | 5 |  | 2022-08-18 | 008634 | INST
104088270 | 1057-S1U01-LTS-ESF-10F-00B | U1 ESP-F FDR TO HOPPER HEATER HH-F19 | E101LTS | EMD | 1057 | 5 |  | 2022-08-18 | 008634 | INST
104088271 | 1057-S1U01-LTS-ESF-10F-00C | U1 ESP-F FDR TO HOPPER HEATER HH-F20 | E101LTS | EMD | 1057 | 5 |  | 2022-08-18 | 008634 | INST
104088272 | 1057-S1U01-LTS-ESF-10F-00D | ESP-F FDR TO SUPORT INSL.HTR FDR HI SP-2 | E101LTS | EMD | 1057 | 5 |  | 2022-08-18 | 008634 | INST
104088273 | 1057-S1U01-LTS-ESF-10R-00A | U1 ESP-F FDR TO EC FEEDER EC-15 | E101LTS | EMD | 1057 | 5 |  | 2022-08-18 | 008634 | INST
104088274 | 1057-S1U01-LTS-ESF-10R-00B | U1 ESP-F FDR TO RAPPING MOTOR CERM-19 | E101LTS | EMD | 1057 | 5 |  | 2022-08-18 | 008634 | INST
104088275 | 1057-S1U01-LTS-ESF-10R-00C | U1 ESP-F FDR TO RAPPING MOTOR CERM-20 | E101LTS | EMD | 1057 | 5 |  | 2022-08-18 | 008634 | INST
104088276 | 1057-S1U01-LTS-ESF-10R-00D | U1 ESP-F FDR TO RAPPING MOTOR EERM-11 | E101LTS | EMD | 1057 | 5 |  | 2022-08-18 | 008634 | INST
104088277 | 1057-S1U01-LTS-ESF-10R-00E | U1 ESP-F FDR TO RAPPING MOTOR EERM-12 | E101LTS | EMD | 1057 | 5 |  | 2022-08-18 | 008634 | INST
104088278 | 1057-S1U01-LTS-ESF-11F-00A | U1 ESP-F FDR TO EC FEEDER EC-14 | E101LTS | EMD | 1057 | 5 |  | 2022-08-18 | 008634 | INST
104088279 | 1057-S1U01-LTS-ESF-11F-00B | U1 ESP-F FDR TO HOPPER HEATER HH-(SP-3) | E101LTS | EMD | 1057 | 5 |  | 2022-08-18 | 008634 | INST
104088280 | 1057-S1U01-LTS-ESF-11F-00C | U1 ESP-F FDR TO HOPPER HEATER HH-(SP-4) | E101LTS | EMD | 1057 | 5 |  | 2022-08-18 | 008634 | INST
104088281 | 1057-S1U01-LTS-ESF-11F-00D | ESP-F FDR TO SUPPORT INSL HTR FDR HI-2 | E101LTS | EMD | 1057 | 5 |  | 2022-08-18 | 008634 | INST
104088282 | 1057-S1U01-LTS-ESF-11R-00A | U1 ESP-F FDR TO EC FEEDER EC-17 | E101LTS | EMD | 1057 | 5 |  | 2022-08-18 | 008634 | INST
104088283 | 1057-S1U01-LTS-ESF-11R-00B | U1 ESP-F FDR TO RAPPING MOTOR EERM-13 | E101LTS | EMD | 1057 | 5 |  | 2022-08-18 | 008634 | INST
104088284 | 1057-S1U01-LTS-ESF-11R-00C | U1 ESP-F FDR TO RAPPING MOTOR EERM-14 | E101LTS | EMD | 1057 | 5 |  | 2022-08-18 | 008634 | INST
104088285 | 1057-S1U01-LTS-ESF-11R-00D | U1 ESP-F FDR TO RAPPING MOTOR EERM-15 | E101LTS | EMD | 1057 | 5 |  | 2022-08-18 | 008634 | INST
104088286 | 1057-S1U01-LTS-ESF-11R-00E | U1 ESP-F FDR TO RAPPING MOTOR EERM-16 | E101LTS | EMD | 1057 | 5 |  | 2022-08-18 | 008634 | INST
104088287 | 1057-S1U01-LTS-ESF-12F-ABC | ESP-F : TIE FRM ESP STND BY SWG PNL-G/H | E101LTS | EMD | 1057 | 5 |  | 2022-08-18 | 008634 | INST
104088288 | 1057-S1U01-LTS-ESF-13F-00A | U1 ESP-F FDR TO EC FEEDER EC-16 | E101LTS | EMD | 1057 | 5 |  | 2022-08-18 | 008634 | INST
104088289 | 1057-S1U01-LTS-ESF-13F-00B | ESP-F FDR TO SHAFT INSL HEATER HS-SP-2 | E101LTS | EMD | 1057 | 5 |  | 2022-08-18 | 008634 | INST
104088290 | 1057-S1U01-LTS-ESF-13F-00C | ESP-F FDR TO SHAFT INSULATOR HEATER HS-2 | E101LTS | EMD | 1057 | 5 |  | 2022-08-18 | 008634 | INST
104088291 | 1057-S1U01-LTS-ESF-13F-00D | ESP-F FDR TO RAPPING MOTOR RM(SPARE-7) | E101LTS | EMD | 1057 | 5 |  | 2022-08-18 | 008634 | INST
104088292 | 1057-S1U01-LTS-ESF-13F-00E | ESP-F FDR TO RAPPING MOTOR RM(SPARE-8) | E101LTS | EMD | 1057 | 5 |  | 2022-08-18 | 008634 | INST
104088293 | 1057-S1U01-LTS-ESF-13R-00A | U1 ESP-F FDR TO EC FEEDER EC-19 | E101LTS | EMD | 1057 | 5 |  | 2022-08-18 | 008634 | INST
104088294 | 1057-S1U01-LTS-ESF-13R-00B | U1 ESP-F FDR TO RAPPING MOTOR EERM-17 | E101LTS | EMD | 1057 | 5 |  | 2022-08-18 | 008634 | INST
104088295 | 1057-S1U01-LTS-ESF-13R-00C | U1 ESP-F FDR TO RAPPING MOTOR EERM-18 | E101LTS | EMD | 1057 | 5 |  | 2022-08-18 | 008634 | INST
104088296 | 1057-S1U01-LTS-ESF-13R-00D | U1 ESP-F FDR TO RAPPING MOTOR EERM-19 | E101LTS | EMD | 1057 | 5 |  | 2022-08-18 | 008634 | INST
104088297 | 1057-S1U01-LTS-ESF-13R-00E | U1 ESP-F FDR TO RAPPING MOTOR EERM-20 | E101LTS | EMD | 1057 | 5 |  | 2022-08-18 | 008634 | INST
104088300 | 1057-S1U01-LTS-ESF-14F-00A | U1 ESP-F FDR TO EC FEEDER EC-18 | E101LTS | EMD | 1057 | 5 |  | 2022-08-18 | 008634 | INST
104088301 | 1057-S1U01-LTS-ESF-14F-00B | ESP-F FDR TO DUST DENSITY MONITORS DDM-2 | E101LTS | EMD | 1057 | 5 |  | 2022-08-18 | 008634 | INST
104088298 | 1057-S1U01-LTS-ESF-14F-0AA | U1 ESP-F FDR TO MARSHALLING ( FRONT) | E101LTS | EMD | 1057 | 5 |  | 2022-08-18 | 008634 | INST
104088304 | 1057-S1U01-LTS-ESF-14R-00A | U1 ESP-F FDR TO EC FEEDER EC-(SP-2) | E101LTS | EMD | 1057 | 5 |  | 2022-08-18 | 008634 | INST
104088305 | 1057-S1U01-LTS-ESF-14R-00B | U1 ESP-F FDR TO RAPPING MOTOR GDRM-2 | E101LTS | EMD | 1057 | 5 |  | 2022-08-18 | 008634 | INST
104088306 | 1057-S1U01-LTS-ESF-14R-00C | ESP-F FDR TO RAPPING MOTOR RM-(SPARE-4) | E101LTS | EMD | 1057 | 5 |  | 2022-08-18 | 008634 | INST
104088307 | 1057-S1U01-LTS-ESF-14R-00D | ESP-F FDR TO RAPPING MOTOR RM-(SPARE-5) | E101LTS | EMD | 1057 | 5 |  | 2022-08-18 | 008634 | INST
104088308 | 1057-S1U01-LTS-ESF-14R-00E | ESP-F FDR TO RAPPING MOTOR RM-(SPARE-6) | E101LTS | EMD | 1057 | 5 |  | 2022-08-18 | 008634 | INST
104088299 | 1057-S1U01-LTS-ESF-14R-0AA | U1 ESP-F FDR TO MARSHALLING ( BACK) | E101LTS | EMD | 1057 | 5 |  | 2022-08-18 | 008634 | INST
104088309 | 1057-S1U01-LTS-ESF-15F-00A | U1 ESP-F FDR TO BUS PT | E101LTS | EMD | 1057 | 5 |  | 2022-08-18 | 008634 | INST
104088310 | 1057-S1U01-LTS-ESF-15F-00B | U1 ESP-F FDR TO EC FEEDER EC-20 | E101LTS | EMD | 1057 | 5 |  | 2022-08-18 | 008634 | INST
104088311 | 1057-S1U01-LTS-ESF-15F-00C | U1 ESP-F FDR TO 3D LEVEL | E101LTS | EMD | 1057 | 5 |  | 2022-08-18 | 008634 | INST
104088312 | 1057-S1U01-LTS-ESF-15F-00D | U1 ESP-F FDR TO CUSTOMER USE2 | E101LTS | EMD | 1057 | 5 |  | 2022-08-18 | 008634 | INST
104088313 | 1057-S1U01-LTS-ESF-15F-00E | ESP-F FDR TO MOD.CTRL SPLY 415/110V CTRF | E101LTS | EMD | 1057 | 5 |  | 2022-08-18 | 008634 | INST
104088314 | 1057-S1U01-LTS-ESF-15R-00A | U1 ESP-F FDR TO EC FEEDER EC-(SP-4) | E101LTS | EMD | 1057 | 5 |  | 2022-08-18 | 008634 | INST
104088315 | 1057-S1U01-LTS-ESF-15R-00B | U1 ESP-F FDR TO SFU EOH FEEDER | E101LTS | EMD | 1057 | 5 |  | 2022-08-18 | 008634 | INST
104088316 | 1057-S1U01-LTS-ESF-15R-00C | U1 ESP-F FDR TO EC FEEDER | E101LTS | EMD | 1057 | 5 |  | 2022-08-18 | 008634 | INST
104088317 | 1057-S1U01-LTS-ESF-16F-00A | U1 ESP-F FDR TO CUSTOMER USE3 | E101LTS | EMD | 1057 | 5 |  | 2022-08-18 | 008634 | INST
104088319 | 1057-S1U01-LTS-ESF-16F-00C | U1 ESP-F FDR TO CUSTOMER USE4 | E101LTS | EMD | 1057 | 5 |  | 2022-08-18 | 008634 | INST
104088320 | 1057-S1U01-LTS-ESF-16F-00D | U1 ESP-F FDR TO CUSTOMER USE5 | E101LTS | EMD | 1057 | 5 |  | 2022-08-18 | 008634 | INST
104088321 | 1057-S1U01-LTS-ESF-16R-00A | U1 ESP-F FDR TO CUSTOMER USE6 | E101LTS | EMD | 1057 | 5 |  | 2022-08-18 | 008634 | INST
104088322 | 1057-S1U01-LTS-ESF-16R-00B | U1 ESP-F FDR TO LDB | E101LTS | EMD | 1057 | 5 |  | 2022-08-18 | 008634 | INST
104088323 | 1057-S1U01-LTS-ESF-16R-00C | U1 ESP-F FDR TO CUSTOMER USE7 | E101LTS | EMD | 1057 | 5 |  | 2022-08-18 | 008634 | INST
104088324 | 1057-S1U01-LTS-ESF-16R-00D | U1 ESP-F FDR TO CUSTOMER USE8 | E101LTS | EMD | 1057 | 5 |  | 2022-08-18 | 008634 | INST
104088325 | 1057-S1U01-LTS-ESG-01F-ABC | U1 ESP-G I/C-1 FRM 2000KVA TRAFO | E101LTS | EMD | 1057 | 5 |  | 2022-08-18 | 008634 | INST
104088326 | 1057-S1U01-LTS-ESG-02F-ABC | U1 ESP-G FDR TO ESP STNDBY PNL-H (TIE-2) | E101LTS | EMD | 1057 | 5 |  | 2022-08-18 | 008634 | INST
104088327 | 1057-S1U01-LTS-ESG-03F-00A | U1 ESP-G FDR TO BUS PT | E101LTS | EMD | 1057 | 5 |  | 2022-08-18 | 008634 | INST
104088328 | 1057-S1U01-LTS-ESG-03F-00B | U1 ESP-G SEL AIR HTR BNK1 FR FGP BYP DMP | E101LTS | EMD | 1057 | 5 |  | 2022-08-18 | 008634 | INST
104088329 | 1057-S1U01-LTS-ESG-03F-00C | U1 ESP-G FDR TO CUSTOMER USE-1 | E101LTS | EMD | 1057 | 5 |  | 2022-08-18 | 008634 | INST
104088330 | 1057-S1U01-LTS-ESG-03F-00D | U1 ESP-G FDR TO CUSTOMER USE-2 | E101LTS | EMD | 1057 | 5 |  | 2022-08-18 | 008634 | INST
104088331 | 1057-S1U01-LTS-ESG-03F-00E | U1 ESP-G FDR TO SPARE-1 | E101LTS | EMD | 1057 | 5 |  | 2022-08-18 | 008634 | INST
104088332 | 1057-S1U01-LTS-ESG-03R-00A | U1 ESP-G FDR TO CUSTOMER USE-3 | E101LTS | EMD | 1057 | 5 |  | 2022-08-18 | 008634 | INST
104088333 | 1057-S1U01-LTS-ESG-03R-00B | U1 ESP-G FDR TO CHIMNEY LIGHTING | E101LTS | EMD | 1057 | 5 |  | 2022-08-18 | 008634 | INST
104088334 | 1057-S1U01-LTS-ESG-03R-00C | U1 ESP-G FDR TO CHIMNEY LIGHTING-SPARE | E101LTS | EMD | 1057 | 5 |  | 2022-08-18 | 008634 | INST
104088335 | 1057-S1U01-LTS-ESG-04F-00B | U1 ESP-G FDR TO ESP & ID FAN MCC | E101LTS | EMD | 1057 | 5 |  | 2022-08-18 | 008634 | INST
104088336 | 1057-S1U01-LTS-ESG-04F-00C | U1 ESP-G FDR TO MLDB(SP) | E101LTS | EMD | 1057 | 5 |  | 2022-08-18 | 008634 | INST
104088337 | 1057-S1U01-LTS-ESG-04F-00D | U1 ESP-G FDR TO ETHERNET SWITCH | E101LTS | EMD | 1057 | 5 |  | 2022-08-18 | 008634 | INST
104088338 | 1057-S1U01-LTS-ESG-04R-00A | U1 ESP-G FDR TO ESP & ID FAN MCC-SPARE | E101LTS | EMD | 1057 | 5 |  | 2022-08-18 | 008634 | INST
104088339 | 1057-S1U01-LTS-ESG-04R-00B | U1 ESP-G FDR TO MLDB | E101LTS | EMD | 1057 | 5 |  | 2022-08-18 | 008634 | INST
104088340 | 1057-S1U01-LTS-ESG-04R-00C | U1 ESP-G FDR TO CUSTOMER USE-4 | E101LTS | EMD | 1057 | 5 |  | 2022-08-18 | 008634 | INST
104088341 | 1057-S1U01-LTS-ESG-05F-ABC | U1 ESP-G FDR TO ESP SWGR-A,B,C (TIE-1) | E101LTS | EMD | 1057 | 5 |  | 2022-08-18 | 008634 | INST
104088342 | 1057-S1U01-LTS-ESG-06F-00B | U1 ESP-G SEAL AIR HTR FOR FGP O/L DAMP | E101LTS | EMD | 1057 | 5 |  | 2022-08-18 | 008634 | INST
104088343 | 1057-S1U01-LTS-ESG-06F-00C | U1 ESP-G FDR TO SPARE-2 | E101LTS | EMD | 1057 | 5 |  | 2022-08-18 | 008634 | INST
104088344 | 1057-S1U01-LTS-ESG-06F-00D | U1 ESP-G FDR TO DC CHARGER FOR CHP/AHP | E101LTS | EMD | 1057 | 5 |  | 2022-08-18 | 008634 | INST
104088345 | 1057-S1U01-LTS-ESG-07F-ABC | U1 ESP-G INCOMER-2 FROM SOLAR ROOF TOP | E101LTS | EMD | 1057 | 5 |  | 2022-08-18 | 008634 | INST
104088346 | 1057-S1U01-LTS-ESG-08F-ABC | U1 ESP-G FDR TO ESP AC & VENTILATION MCC | E101LTS | EMD | 1057 | 5 |  | 2022-08-18 | 008634 | INST
104087612 | 1057-S1U01-LTS-UAC-01F-00A | UACDB-1 1FA:Elect. Spare Module 5 | E101LTS | EMD | 1057 | 5 |  | 2022-07-28 | 008634 | INST
104087613 | 1057-S1U01-LTS-UAC-01F-00B | UACDB-1 1FB:VM Module | E101LTS | EMD | 1057 | 5 |  | 2022-07-28 | 008634 | INST
104087614 | 1057-S1U01-LTS-UAC-01F-00C | UACDB-1 1FC Noise Encl.SPLY-TDBFP-1 | E101LTS | EMD | 1057 | 5 |  | 2022-07-28 | 008634 | INST
104087615 | 1057-S1U01-LTS-UAC-01F-00D | UACDB-1 1FD: Elect.Spare Module 3 | E101LTS | EMD | 1057 | 5 |  | 2022-07-28 | 008634 | INST
104087616 | 1057-S1U01-LTS-UAC-01F-00E | UACDB-1 1FE:Incomer-1 (from USS-1A) | E101LTS | EMD | 1057 | 5 |  | 2022-07-28 | 008634 | INST
104087617 | 1057-S1U01-LTS-UAC-01R-00A | UACDB-1 1RA:MOT.HOIST-VACUM PMP HP COND. | E101LTS | EMD | 1057 | 5 |  | 2022-07-28 | 008634 | INST
104087618 | 1057-S1U01-LTS-UAC-01R-00B | UACDB-1 1RB:OWNER'S REQUIREMENT#3 | E101LTS | EMD | 1057 | 5 |  | 2022-07-28 | 008634 | INST
104087619 | 1057-S1U01-LTS-UAC-01R-00C | UACDB-1 1RC:OWNER'S REQUIREMENT#5 | E101LTS | EMD | 1057 | 5 |  | 2022-07-28 | 008634 | INST
104087620 | 1057-S1U01-LTS-UAC-01R-00D | UACDB-1 1RD:Elect Spare Module 9 | E101LTS | EMD | 1057 | 5 |  | 2022-07-28 | 008634 | INST
104087621 | 1057-S1U01-LTS-UAC-01R-00E | UACDB-1 1RE:Elect Spare Module 1 | E101LTS | EMD | 1057 | 5 |  | 2022-07-28 | 008634 | INST
104087622 | 1057-S1U01-LTS-UAC-01R-00F | UACDB-1 1RF:CUBICLE Light&Heat PWR SPLY | E101LTS | EMD | 1057 | 5 |  | 2022-07-28 | 008634 | INST
104087623 | 1057-S1U01-LTS-UAC-01R-00G | UACDB-1 1RG:PDB-1 Non UPS PWR SPLY | E101LTS | EMD | 1057 | 5 |  | 2022-07-28 | 008634 | INST
104087624 | 1057-S1U01-LTS-UAC-02F-00A | UACDB-1 2FA:Elect Spare Module 7 | E101LTS | EMD | 1057 | 5 |  | 2022-07-28 | 008634 | INST
104087625 | 1057-S1U01-LTS-UAC-02F-00B | 2FB:MOT.HOIST-ELEC.WINCH-1-LP.DUPLEX.HTR | E101LTS | EMD | 1057 | 5 |  | 2022-07-28 | 008634 | INST
104087626 | 1057-S1U01-LTS-UAC-02F-00C | UACDB-1 2FC:MOT.HOIST-VACUM PMP LP COND. | E101LTS | EMD | 1057 | 5 |  | 2022-07-28 | 008634 | INST
104087627 | 1057-S1U01-LTS-UAC-02F-00D | UACDB-1 2FD:PDB-3 Non UPS PWR SPLY | E101LTS | EMD | 1057 | 5 |  | 2022-07-28 | 008634 | INST
104087628 | 1057-S1U01-LTS-UAC-02F-00E | UACDB-1 2FE:SPLY to Mot.Hoist -ACW PMPS | E101LTS | EMD | 1057 | 5 |  | 2022-07-28 | 008634 | INST
104087629 | 1057-S1U01-LTS-UAC-02F-00F | 2FF:Hoist-Drip PMP Handling - maint.PRPS | E101LTS | EMD | 1057 | 5 |  | 2022-07-28 | 008634 | INST
104087630 | 1057-S1U01-LTS-UAC-02F-00G | 2FG:Hoist-Cable vault / HT swgrEl.9M LVL | E101LTS | EMD | 1057 | 5 |  | 2022-07-28 | 008634 | INST
104087631 | 1057-S1U01-LTS-UAC-02R-00A | UACDB-1 2RA:OWNER'S REQUIREMENT#1 | E101LTS | EMD | 1057 | 5 |  | 2022-07-28 | 008634 | INST
104087632 | 1057-S1U01-LTS-UAC-02R-00B | UACDB-1 2RB:Space htr.PWR SPLY-TVLVDB-1A | E101LTS | EMD | 1057 | 5 |  | 2022-07-28 | 008634 | INST
104087633 | 1057-S1U01-LTS-UAC-02R-00C | UACDB-1 2RC:Space htr.SPLY- 220V DCDB-1A | E101LTS | EMD | 1057 | 5 |  | 2022-07-28 | 008634 | INST
104087634 | 1057-S1U01-LTS-UAC-02R-00D | UACDB-1 2RD:Elect Spare Module 11 | E101LTS | EMD | 1057 | 5 |  | 2022-07-28 | 008634 | INST
104087635 | 1057-S1U01-LTS-UAC-02R-00E | UACDB-1 2RE:Air Drier PNL for Pres'n sys | E101LTS | EMD | 1057 | 5 |  | 2022-07-28 | 008634 | INST
104087636 | 1057-S1U01-LTS-UAC-02R-00F | UACDB-1 2RF:Pressurisation Control Panel | E101LTS | EMD | 1057 | 5 |  | 2022-07-28 | 008634 | INST
104087637 | 1057-S1U01-LTS-UAC-02R-00G | UACDB-1 2RG:AC BUS DUCT SPACE HEATER | E101LTS | EMD | 1057 | 5 |  | 2022-07-28 | 008634 | INST
104087638 | 1057-S1U01-LTS-UAC-02R-00H | UACDB-1 2RH:DC JOP STRTR-HEAT,VENT&LIGHT | E101LTS | EMD | 1057 | 5 |  | 2022-07-28 | 008634 | INST
104087639 | 1057-S1U01-LTS-UAC-02R-00J | UACDB-1 2RJ:Space HTR.- Busduct- USS-1A | E101LTS | EMD | 1057 | 5 |  | 2022-07-28 | 008634 | INST
104087640 | 1057-S1U01-LTS-UAC-03F-00A | UACDB-1 3FA:Bus Coupler | E101LTS | EMD | 1057 | 5 |  | 2022-07-28 | 008634 | INST
104087641 | 1057-S1U01-LTS-UAC-03F-00B | UACDB-1 3FB:Space HTR. Busduct- SSS- 1A | E101LTS | EMD | 1057 | 5 |  | 2022-07-28 | 008634 | INST
104087642 | 1057-S1U01-LTS-UAC-03F-00C | 3FC:ElectWinch 1 LP Duplex Htr Tube | E101LTS | EMD | 1057 | 5 |  | 2022-07-28 | 008634 | INST
104087643 | 1057-S1U01-LTS-UAC-03F-00D | 3FD:CEP CAN EMPTY.PMP PORTABLE SUBM.PMP | E101LTS | EMD | 1057 | 5 |  | 2022-07-28 | 008634 | INST
104087644 | 1057-S1U01-LTS-UAC-03F-00E | UACDB-1 3FE:CRH NRV's Actuator & Insert | E101LTS | EMD | 1057 | 5 |  | 2022-07-28 | 008634 | INST
104087645 | 1057-S1U01-LTS-UAC-03F-00F | UACDB-1 3FF:Hoist for CEP strariner | E101LTS | EMD | 1057 | 5 |  | 2022-07-28 | 008634 | INST
104087646 | 1057-S1U01-LTS-UAC-03R-00B | UACDB-1 3RB:SPACE HTR BUS SPLY AW MCC-1 | E101LTS | EMD | 1057 | 5 |  | 2022-07-28 | 008634 | INST
104087647 | 1057-S1U01-LTS-UAC-03R-00C | UACDB-1 3RC:SPACE HTR BUS SPLY USS-1 | E101LTS | EMD | 1057 | 5 |  | 2022-07-28 | 008634 | INST
104087648 | 1057-S1U01-LTS-UAC-03R-00D | UACDB-1 3RD:SPACE HTR BUS SPLY TUEMCC-1A | E101LTS | EMD | 1057 | 5 |  | 2022-07-28 | 008634 | INST
104087649 | 1057-S1U01-LTS-UAC-03R-00E | UACDB-1 3RE:Elect Spare Module 14 | E101LTS | EMD | 1057 | 5 |  | 2022-07-28 | 008634 | INST
104087650 | 1057-S1U01-LTS-UAC-03R-00F | 3RF:Space htr bus pwr sply for TMCC-1 | E101LTS | EMD | 1057 | 5 |  | 2022-07-28 | 008634 | INST
104087651 | 1057-S1U01-LTS-UAC-03R-00G | 3RG:Space htr -Busduct- -SSS- USS | E101LTS | EMD | 1057 | 5 |  | 2022-07-28 | 008634 | INST
104087652 | 1057-S1U01-LTS-UAC-03R-00H | 3RH:Space htr -Busduct- USS- TMCC-1A | E101LTS | EMD | 1057 | 5 |  | 2022-07-28 | 008634 | INST
104087653 | 1057-S1U01-LTS-UAC-03R-00J | 3RJ:SPACE HTR BUSDUCT- USS-1A-TUEMCC-1A | E101LTS | EMD | 1057 | 5 |  | 2022-07-28 | 008634 | INST
104087655 | 1057-S1U01-LTS-UAC-04F-00B | 4FB:SPACE HTR PWR SPLY FOR CPU REGEN MCC | E101LTS | EMD | 1057 | 5 |  | 2022-07-28 | 008634 | INST
104087656 | 1057-S1U01-LTS-UAC-04F-00C | 4FC:Space htr bus pwr sply for SSS- 1 | E101LTS | EMD | 1057 | 5 |  | 2022-07-28 | 008634 | INST
104087657 | 1057-S1U01-LTS-UAC-04F-00D | 4FD:Space htr bus pwr sply for TUEMCC-1B | E101LTS | EMD | 1057 | 5 |  | 2022-07-28 | 008634 | INST
104087658 | 1057-S1U01-LTS-UAC-04F-00E | UACDB-1 4FE:PDB-4 Non UPS Power supply | E101LTS | EMD | 1057 | 5 |  | 2022-07-28 | 008634 | INST
104087659 | 1057-S1U01-LTS-UAC-04F-00F | UACDB-1 4FF:Elect Spare Module 4 | E101LTS | EMD | 1057 | 5 |  | 2022-07-28 | 008634 | INST
104087660 | 1057-S1U01-LTS-UAC-04F-00G | UACDB-1 4FG:Elect Spare Module 15 | E101LTS | EMD | 1057 | 5 |  | 2022-07-28 | 008634 | INST
104087661 | 1057-S1U01-LTS-UAC-04F-00H | 4FH:SPACE HTR FOR NSPBD BUSDUCT- USS-1B | E101LTS | EMD | 1057 | 5 |  | 2022-07-28 | 008634 | INST
104087662 | 1057-S1U01-LTS-UAC-04R-00B | UACDB-1 4RB:Elect Spare Module 12 | E101LTS | EMD | 1057 | 5 |  | 2022-07-28 | 008634 | INST
104087663 | 1057-S1U01-LTS-UAC-04R-00C | UACDB-1 4RC:Elect Spare Module 13 | E101LTS | EMD | 1057 | 5 |  | 2022-07-28 | 008634 | INST
104087664 | 1057-S1U01-LTS-UAC-04R-00D | UACDB-1 4RD:EXCIT.TRF. SPACE HTR. &LIGHT | E101LTS | EMD | 1057 | 5 |  | 2022-07-28 | 008634 | INST
104087665 | 1057-S1U01-LTS-UAC-04R-00E | UACDB-1 4RE:FDR TO NG Cubicle | E101LTS | EMD | 1057 | 5 |  | 2022-07-28 | 008634 | INST
104087666 | 1057-S1U01-LTS-UAC-04R-00F | UACDB-1 4RF:FDR TO PTSP Cubicle | E101LTS | EMD | 1057 | 5 |  | 2022-07-28 | 008634 | INST
104087667 | 1057-S1U01-LTS-UAC-04R-00G | UACDB-1 4RG:DC BUS DUCT SPACE HEATER | E101LTS | EMD | 1057 | 5 |  | 2022-07-28 | 008634 | INST
104087668 | 1057-S1U01-LTS-UAC-04R-00H | 4RH:DC ELOP STARTER- HEAT,VENT.& LIGHT | E101LTS | EMD | 1057 | 5 |  | 2022-07-28 | 008634 | INST
104087669 | 1057-S1U01-LTS-UAC-04R-00J | 4RJ:Space htr for NSPBD Busduct- SSS-1B | E101LTS | EMD | 1057 | 5 |  | 2022-07-28 | 008634 | INST
104087670 | 1057-S1U01-LTS-UAC-05F-00A | UACDB-1 5FA:OWNER'S REQUIREMENT#2 | E101LTS | EMD | 1057 | 5 |  | 2022-07-28 | 008634 | INST
104087671 | 1057-S1U01-LTS-UAC-05F-00B | 5FB:MOT.HOIST-ELECWINCH-2-LP.DUPLEX HTR. | E101LTS | EMD | 1057 | 5 |  | 2022-07-28 | 008634 | INST
104087672 | 1057-S1U01-LTS-UAC-05F-00C | 5FC:Mot.Hoist-CW I/L &O/L Butterfly VLV. | E101LTS | EMD | 1057 | 5 |  | 2022-07-28 | 008634 | INST
104087673 | 1057-S1U01-LTS-UAC-05F-00D | UACDB-1 5FD:PDB-2 Non UPS Power supply | E101LTS | EMD | 1057 | 5 |  | 2022-07-28 | 008634 | INST
104087674 | 1057-S1U01-LTS-UAC-05F-00E | UACDB-1 5FE:Mot.Hoist for CCW(TG) PMPS. | E101LTS | EMD | 1057 | 5 |  | 2022-07-28 | 008634 | INST
104087675 | 1057-S1U01-LTS-UAC-05F-00F | UACDB-1 5FF:Hoist-CEP suction Gate VLV | E101LTS | EMD | 1057 | 5 |  | 2022-07-28 | 008634 | INST
104087676 | 1057-S1U01-LTS-UAC-05F-00G | UACDB-1 5FG:Hoist for Central LO SYS. | E101LTS | EMD | 1057 | 5 |  | 2022-07-28 | 008634 | INST
104087677 | 1057-S1U01-LTS-UAC-05R-00B | UACDB-1 5RB:Elect Spare Module 6 | E101LTS | EMD | 1057 | 5 |  | 2022-07-28 | 008634 | INST
104087678 | 1057-S1U01-LTS-UAC-05R-00C | UACDB-1 5RC:OWNER'S REQUIREMENT#4 | E101LTS | EMD | 1057 | 5 |  | 2022-07-28 | 008634 | INST
104087679 | 1057-S1U01-LTS-UAC-05R-00D | UACDB-1 5RD:OWNER'S REQUIREMENT#6 | E101LTS | EMD | 1057 | 5 |  | 2022-07-28 | 008634 | INST
104087680 | 1057-S1U01-LTS-UAC-05R-00E | UACDB-1 5RE:SPACE HTR NSPBD-USS-TMCC-1B | E101LTS | EMD | 1057 | 5 |  | 2022-07-28 | 008634 | INST
104087681 | 1057-S1U01-LTS-UAC-05R-00F | UACDB-1 5RF:DC SOP STRTR-HEAT,VENT&LIGHT | E101LTS | EMD | 1057 | 5 |  | 2022-07-28 | 008634 | INST
104087682 | 1057-S1U01-LTS-UAC-05R-00G | UACDB-1 5RG:SPace htr.SPLY TVLVDB-1B | E101LTS | EMD | 1057 | 5 |  | 2022-07-28 | 008634 | INST
104087683 | 1057-S1U01-LTS-UAC-05R-00H | UACDB-1 5RH:SPace htr.SPLY-220V DCDB 1B | E101LTS | EMD | 1057 | 5 |  | 2022-07-28 | 008634 | INST
104087684 | 1057-S1U01-LTS-UAC-05R-00J | UACDB-1 5RJ:SpHtr SPLY BD-USS1B-TUEMCC1B | E101LTS | EMD | 1057 | 5 |  | 2022-07-28 | 008634 | INST
104087685 | 1057-S1U01-LTS-UAC-06F-00B | UACDB-1 6FB:VM MODULE | E101LTS | EMD | 1057 | 5 |  | 2022-07-28 | 008634 | INST
104087686 | 1057-S1U01-LTS-UAC-06F-00C | UACDB-1 6FC:NOISE ENCL.PWR SPLY TDBFP-2 | E101LTS | EMD | 1057 | 5 |  | 2022-07-28 | 008634 | INST
104087687 | 1057-S1U01-LTS-UAC-06F-00D | UACDB-1 6FD:Elect Spare Module-2 | E101LTS | EMD | 1057 | 5 |  | 2022-07-28 | 008634 | INST
104087688 | 1057-S1U01-LTS-UAC-06F-00E | UACDB-1 6FE:Incomer-2(I/C from USS-1B) | E101LTS | EMD | 1057 | 5 |  | 2022-07-28 | 008634 | INST
104087689 | 1057-S1U01-LTS-UAC-06R-00A | UACDB-1 6RA:PDB-5 Non UPS PWR SPLY | E101LTS | EMD | 1057 | 5 |  | 2022-07-28 | 008634 | INST
104087690 | 1057-S1U01-LTS-UAC-06R-00B | UACDB-1 6RB:Elect Spare Module 8 | E101LTS | EMD | 1057 | 5 |  | 2022-07-28 | 008634 | INST
104087691 | 1057-S1U01-LTS-UAC-06R-00C | UACDB-1 6RC:SPARE MODULE | E101LTS | EMD | 1057 | 5 |  | 2022-07-28 | 008634 | INST
104087692 | 1057-S1U01-LTS-UAC-06R-00D | UACDB-1 6RD:ELECT.HOIST FOR BC- BAY | E101LTS | EMD | 1057 | 5 |  | 2022-07-28 | 008634 | INST
104087693 | 1057-S1U01-LTS-UAC-06R-00E | UACDB-1 6RE:NOISE ENCL.PWR SPLY-MDBFP-1 | E101LTS | EMD | 1057 | 5 |  | 2022-07-28 | 008634 | INST
104087694 | 1057-S1U01-LTS-UAC-06R-00F | UACDB-1 6RF:Elect Spare Module 10 | E101LTS | EMD | 1057 | 5 |  | 2022-07-28 | 008634 | INST
104087573 | 1057-S1U01-LTS-USA-01F | U1 USS-A&B (1A,1B&1C):I/C FOR USS-1A | E101LTS | EMD | 1057 | 5 |  | 2022-07-28 | 008634 | INST
104087574 | 1057-S1U01-LTS-USA-02F | U1 USS-A&B (2A,2B&2C):TIE FDR toTUESS#1A | E101LTS | EMD | 1057 | 5 |  | 2022-07-28 | 008634 | INST
104087575 | 1057-S1U01-LTS-USA-03F | U1 USS-A&B (3A,3B&3C):TIE FDR toTMCC #1A | E101LTS | EMD | 1057 | 5 |  | 2022-07-28 | 008634 | INST
104087576 | 1057-S1U01-LTS-USA-04F-00A | U1 USS-A&B 4FA:LP Cond.Evac.Vacum PMP- 1 | E101LTS | EMD | 1057 | 5 |  | 2022-07-28 | 008634 | INST
104087577 | 1057-S1U01-LTS-USA-04F-00B | U1 USS-A&B 4FB:Elect.Spare-1 MODULE | E101LTS | EMD | 1057 | 5 |  | 2022-07-28 | 008634 | INST
104087578 | 1057-S1U01-LTS-USA-05F-00A | U1 USS-A&B 5FA:Elect.Spare-7 MODULE | E101LTS | EMD | 1057 | 5 |  | 2022-07-28 | 008634 | INST
104087579 | 1057-S1U01-LTS-USA-05F-00B | U1 USS-A&B 5FB: FDR to HeaterDrain PMP-1 | E101LTS | EMD | 1057 | 5 |  | 2022-07-28 | 008634 | INST
104087580 | 1057-S1U01-LTS-USA-06F-00A | U1 USS-A&B 6FA:OWNER'S REQUIREMENT#3 | E101LTS | EMD | 1057 | 5 |  | 2022-07-28 | 008634 | INST
104087581 | 1057-S1U01-LTS-USA-06F-00B | U1 USS-A&B 6FB:OWNER'S REQUIREMENT#7 | E101LTS | EMD | 1057 | 5 |  | 2022-07-28 | 008634 | INST
104087582 | 1057-S1U01-LTS-USA-06F-00C | U1 USS-A&B 6FC:OWNER'S REQUIREMENT#1 | E101LTS | EMD | 1057 | 5 |  | 2022-07-28 | 008634 | INST
104087583 | 1057-S1U01-LTS-USA-06F-00D | U1 USS-A&B 6FD:CONTROL SUPPLY MODULE | E101LTS | EMD | 1057 | 5 |  | 2022-07-28 | 008634 | INST
104087584 | 1057-S1U01-LTS-USA-06R-00B | U1 USS-A&B 6RB:FDR TO MLDB #1A1 | E101LTS | EMD | 1057 | 5 |  | 2022-07-28 | 008634 | INST
104087585 | 1057-S1U01-LTS-USA-06R-00C | U1 USS-A&B 6RC:HP Cond.Evac.VaccumPMP-3 | E101LTS | EMD | 1057 | 5 |  | 2022-07-28 | 008634 | INST
104087586 | 1057-S1U01-LTS-USA-07F-00A | U1 USS-A&B 7FA:FDR to MLDB #1A2 | E101LTS | EMD | 1057 | 5 |  | 2022-07-28 | 008634 | INST
104087587 | 1057-S1U01-LTS-USA-07F-00B | U1 USS-A&B 7FB:Bus PT Module 1 | E101LTS | EMD | 1057 | 5 |  | 2022-07-28 | 008634 | INST
104087588 | 1057-S1U01-LTS-USA-07F-00C | U1 USS-A&B 7FC:FDR to GT Marsh. Kiosk | E101LTS | EMD | 1057 | 5 |  | 2022-07-28 | 008634 | INST
104087589 | 1057-S1U01-LTS-USA-07F-00D | U1 USS-A&B 7FD:ETHERNET SWITCH Module | E101LTS | EMD | 1057 | 5 |  | 2022-07-28 | 008634 | INST
104087590 | 1057-S1U01-LTS-USA-07R-00B | U1 USS-A&B 7RB:Elect.Spare 2 Module | E101LTS | EMD | 1057 | 5 |  | 2022-07-28 | 008634 | INST
104087591 | 1057-S1U01-LTS-USA-07R-00C | U1 USS-A&B 7RC:OWNER'S REQUIREMENT#5 | E101LTS | EMD | 1057 | 5 |  | 2022-07-28 | 008634 | INST
104087592 | 1057-S1U01-LTS-USA-07R-00D | U1 USS-A&B 7RD:FEEDER to Unit ACDB#1A | E101LTS | EMD | 1057 | 5 |  | 2022-07-28 | 008634 | INST
104087593 | 1057-S1U01-LTS-USA-08F | U1 USS-A&B 8A,8B&8C Tie FDR from SSS-1 | E101LTS | EMD | 1057 | 5 |  | 2022-07-28 | 008634 | INST
104087594 | 1057-S1U01-LTS-USA-09F | U1 USS-A&B 9A,9B&9C BUSCOUPLER | E101LTS | EMD | 1057 | 5 |  | 2022-07-28 | 008634 | INST
104087595 | 1057-S1U01-LTS-USA-10F | U1 USS-A&B 10A,10B&10C TIEFDR toTMCC #1B | E101LTS | EMD | 1057 | 5 |  | 2022-07-28 | 008634 | INST
104087596 | 1057-S1U01-LTS-USA-11F | U1 USS-A&B11A,11B&11C TIEFDR to TUESS#1B | E101LTS | EMD | 1057 | 5 |  | 2022-07-28 | 008634 | INST
104087597 | 1057-S1U01-LTS-USA-12F-00A | U1 USS-A&B 12FA:LP Cond.Evacu.VacumPMP-2 | E101LTS | EMD | 1057 | 5 |  | 2022-07-28 | 008634 | INST
104087598 | 1057-S1U01-LTS-USA-12F-00B | U1 USS-A&B 12FB:FDR to HeaterDrain PMP-2 | E101LTS | EMD | 1057 | 5 |  | 2022-07-28 | 008634 | INST
104087599 | 1057-S1U01-LTS-USA-13F-00A | U1 USS-A&B 13FA:OWNER'S REQUIREMENT#4 | E101LTS | EMD | 1057 | 5 |  | 2022-07-28 | 008634 | INST
104087600 | 1057-S1U01-LTS-USA-13F-00B | U1 USS-A&B 13FB:OWNER'S REQUIREMENT#6 | E101LTS | EMD | 1057 | 5 |  | 2022-07-28 | 008634 | INST
104087601 | 1057-S1U01-LTS-USA-13F-00C | U1 USS-A&B 13FC:FDR to MLDB #1B1 | E101LTS | EMD | 1057 | 5 |  | 2022-07-28 | 008634 | INST
104087602 | 1057-S1U01-LTS-USA-13F-00D | U1 USS-A&B 13FD:Bus PT Module 2 | E101LTS | EMD | 1057 | 5 |  | 2022-07-28 | 008634 | INST
104087603 | 1057-S1U01-LTS-USA-13R-00B | U1 USS-A&B 13RB:OWNER'S REQUIREMENT#2 | E101LTS | EMD | 1057 | 5 |  | 2022-07-28 | 008634 | INST
104087604 | 1057-S1U01-LTS-USA-13R-00C | U1 USS-A&B 13RC:HP Cond.Evac.Vacum PMP-4 | E101LTS | EMD | 1057 | 5 |  | 2022-07-28 | 008634 | INST
104087605 | 1057-S1U01-LTS-USA-14F-00A | U1 USS-A&B 14FA:FDR TO MLDB #1B2 | E101LTS | EMD | 1057 | 5 |  | 2022-07-28 | 008634 | INST
104087606 | 1057-S1U01-LTS-USA-14F-00B | U1 USS-A&B 14FB:OWNER'S REQUIREMENT#8 | E101LTS | EMD | 1057 | 5 |  | 2022-07-28 | 008634 | INST
104087607 | 1057-S1U01-LTS-USA-14F-00C | U1 USS-A&B 14FC:Elect.Spare-4 for UACDB | E101LTS | EMD | 1057 | 5 |  | 2022-07-28 | 008634 | INST
104087608 | 1057-S1U01-LTS-USA-14F-00D | U1 USS-A&B 14FD:CONTROL SUPPLY MODULE | E101LTS | EMD | 1057 | 5 |  | 2022-07-28 | 008634 | INST
104087609 | 1057-S1U01-LTS-USA-14R-00B | U1 USS-A&B 14RB:FDR to Unit ACDB#1B | E101LTS | EMD | 1057 | 5 |  | 2022-07-28 | 008634 | INST
104087610 | 1057-S1U01-LTS-USA-14R-00C | U1 USS-A&B 14RC:Elect.Spare-6 MODULE | E101LTS | EMD | 1057 | 5 |  | 2022-07-28 | 008634 | INST
104087611 | 1057-S1U01-LTS-USA-15F | U1 USS-A&B (15A,15B&15C) I/C for USS 1B | E101LTS | EMD | 1057 | 5 |  | 2022-07-28 | 008634 | INST
104086285 | 1057-S1U02-HTS-11K-2SA-P01 | INCOMER A FROM ST#2 | E101HTS | EMD | 1057 | 4 |  | 2022-07-05 | 008634 | INST
104086286 | 1057-S1U02-HTS-11K-2SA-P02 | Feeder to COMP SERV TRF-2 | E101HTS | EMD | 1057 | 4 | 2024-12-04 | 2022-07-05 | 008634 | INST
104086287 | 1057-S1U02-HTS-11K-2SA-P03 | FEEDER TO FIRE WATER TRF#2 | E101HTS | EMD | 1057 | 4 |  | 2022-07-05 | 008634 | INST
104086288 | 1057-S1U02-HTS-11K-2SA-P04 | FEEDER TO SST#2A | E101HTS | EMD | 1057 | 4 |  | 2022-07-05 | 008634 | INST
104086289 | 1057-S1U02-HTS-11K-2SA-P05 | 2SA BOARD BUS PT#1 | E101HTS | EMD | 1057 | 4 |  | 2022-07-05 | 008634 | INST
104086290 | 1057-S1U02-HTS-11K-2SA-P06 | FEEDER TO ESPT#2G | E101HTS | EMD | 1057 | 4 |  | 2022-07-05 | 008634 | INST
104086291 | 1057-S1U02-HTS-11K-2SA-P07 | FEEDER TO 11KV CHP BOARD SEC#2 | E101HTS | EMD | 1057 | 4 |  | 2022-07-05 | 008634 | INST
104086292 | 1057-S1U02-HTS-11K-2SA-P08 | 2SA SPARE TRAF FEEDER | E101HTS | EMD | 1057 | 4 |  | 2022-07-05 | 008634 | INST
104086293 | 1057-S1U02-HTS-11K-2SA-P09 | FEEDER TO 11KV RAW/DM/PT BOARD | E101HTS | EMD | 1057 | 4 |  | 2022-07-05 | 008634 | INST
104086294 | 1057-S1U02-HTS-11K-2SA-P10 | FEEDER TO SWYD SER TRF#2 | E101HTS | EMD | 1057 | 4 |  | 2022-07-05 | 008634 | INST
104086295 | 1057-S1U02-HTS-11K-2SA-P11 | FEEDERT O AUX BOILER TRF#2 | E101HTS | EMD | 1057 | 4 |  | 2022-07-05 | 008634 | INST
104086296 | 1057-S1U02-HTS-11K-2SA-P12 | FEEDER TO MDBFP#2B(FUTURE) | E101HTS | EMD | 1057 | 4 |  | 2022-07-05 | 008634 | INST
104086297 | 1057-S1U02-HTS-11K-2SA-P13 | 2SA FEEDER TO FGD FUTURE | E101HTS | EMD | 1057 | 4 |  | 2022-07-05 | 008634 | INST
104086298 | 1057-S1U02-HTS-11K-2SA-P14 | 2SA BOARD BUS PT#2 | E101HTS | EMD | 1057 | 4 |  | 2022-07-05 | 008634 | INST
104086299 | 1057-S1U02-HTS-11K-2SA-P15 | SPARE TRANSFORMER FEEDER PANEL 15 | E101HTS | EMD | 1057 | 4 |  | 2022-07-05 | 008634 | INST
104086300 | 1057-S1U02-HTS-11K-2SA-P16 | FEEDER TO IT BUDLG TRF | E101HTS | EMD | 1057 | 4 |  | 2022-07-05 | 008634 | INST
104086301 | 1057-S1U02-HTS-11K-2SA-P17 | TIE TO STATION BUS 1SA | E101HTS | EMD | 1057 | 4 |  | 2022-07-05 | 008634 | INST
104086302 | 1057-S1U02-HTS-11K-2SA-P18 | FEEDER TO CW PUMP#5 | E101HTS | EMD | 1057 | 4 |  | 2022-07-05 | 008634 | INST
104086303 | 1057-S1U02-HTS-11K-2SA-P19 | TIE TO UNIT BUS 2UA | E101HTS | EMD | 1057 | 4 |  | 2022-07-05 | 008634 | INST
104086344 | 1057-S1U02-HTS-11K-2SB-P01 | FEEDER TO IT BUDLG TRF#2 | E101HTS | EMD | 1057 | 4 |  | 2022-07-05 | 008634 | INST
104086345 | 1057-S1U02-HTS-11K-2SB-P02 | TIE FEEDER TO UNIT BUS 2UB | E101HTS | EMD | 1057 | 4 |  | 2022-07-05 | 008634 | INST
104086346 | 1057-S1U02-HTS-11K-2SB-P03 | 2UB FEEDER FOR SPARE MOTOR | E101HTS | EMD | 1057 | 4 |  | 2022-07-05 | 008634 | INST
104086347 | 1057-S1U02-HTS-11K-2SB-P04 | TIE TO STATION BUS 1SB | E101HTS | EMD | 1057 | 4 |  | 2022-07-05 | 008634 | INST
104086348 | 1057-S1U02-HTS-11K-2SB-P05 | 2SB BOARD BUS PT#1 | E101HTS | EMD | 1057 | 4 |  | 2022-07-05 | 008634 | INST
104086349 | 1057-S1U02-HTS-11K-2SB-P06 | FEEDER TO 11KV AHP BOARD INC#2 | E101HTS | EMD | 1057 | 4 |  | 2022-07-05 | 008634 | INST
104086350 | 1057-S1U02-HTS-11K-2SB-P07 | FEEDER TO EXCITATION SYSTEM TESTING | E101HTS | EMD | 1057 | 4 |  | 2022-07-05 | 008634 | INST
104086351 | 1057-S1U02-HTS-11K-2SB-P08 | FEEDER TO SAPRE TRF | E101HTS | EMD | 1057 | 4 |  | 2022-07-05 | 008634 | INST
104086352 | 1057-S1U02-HTS-11K-2SB-P09 | 2UB FEEDER TO FGD FUTURE | E101HTS | EMD | 1057 | 4 |  | 2022-07-05 | 008634 | INST
104086353 | 1057-S1U02-HTS-11K-2SB-P10 | FEEDER TO SST#1B | E101HTS | EMD | 1057 | 4 |  | 2022-07-05 | 008634 | INST
104086354 | 1057-S1U02-HTS-11K-2SB-P11 | FEEDER TO BUNKER SERV TRF#2 | E101HTS | EMD | 1057 | 4 |  | 2022-07-05 | 008634 | INST
104086355 | 1057-S1U02-HTS-11K-2SB-P12 | FEEDER TO SERVICE BULD TRF#2 | E101HTS | EMD | 1057 | 4 |  | 2022-07-05 | 008634 | INST
104086356 | 1057-S1U02-HTS-11K-2SB-P13 | FEEDER TOWORKSHOP TRF#2 | E101HTS | EMD | 1057 | 4 |  | 2022-07-05 | 008634 | INST
104086357 | 1057-S1U02-HTS-11K-2SB-P14 | 2SB BOARD BUS PT#2 | E101HTS | EMD | 1057 | 4 |  | 2022-07-05 | 008634 | INST
104086358 | 1057-S1U02-HTS-11K-2SB-P15 | FEEDER TO FUEL OIL TRF#2 | E101HTS | EMD | 1057 | 4 |  | 2022-07-05 | 008634 | INST
104086359 | 1057-S1U02-HTS-11K-2SB-P16 | FEEDER TO ESP TRF#2H | E101HTS | EMD | 1057 | 4 |  | 2022-07-05 | 008634 | INST
104086360 | 1057-S1U02-HTS-11K-2SB-P17 | FEEDER TO MDBFP#2A | E101HTS | EMD | 1057 | 4 |  | 2022-07-05 | 008634 | INST
104086361 | 1057-S1U02-HTS-11K-2SB-P18 | INCOMER B FROM ST#2 | E101HTS | EMD | 1057 | 4 |  | 2022-07-05 | 008634 | INST
104086304 | 1057-S1U02-HTS-11K-2UA-P01 | U#2 TIE FEEDER FROM 2SA | E101HTS | EMD | 1057 | 4 |  | 2022-07-05 | 008634 | INST
104086305 | 1057-S1U02-HTS-11K-2UA-P02 | FEEDER TO UAT#2A | E101HTS | EMD | 1057 | 4 |  | 2022-07-05 | 008634 | INST
104086306 | 1057-S1U02-HTS-11K-2UA-P03 | FEEDER TO CW PUMP#3 | E101HTS | EMD | 1057 | 4 |  | 2022-07-05 | 008634 | INST
104086307 | 1057-S1U02-HTS-11K-2UA-P04 | FEEDER TO CTT#2A | E101HTS | EMD | 1057 | 4 |  | 2022-07-05 | 008634 | INST
104086308 | 1057-S1U02-HTS-11K-2UA-P05 | FEEDER TO UST#2C | E101HTS | EMD | 1057 | 4 |  | 2022-07-05 | 008634 | INST
104086309 | 1057-S1U02-HTS-11K-2UA-P06 | FEEDER TO UST#2A | E101HTS | EMD | 1057 | 4 |  | 2022-07-05 | 008634 | INST
104086310 | 1057-S1U02-HTS-11K-2UA-P07 | FEEDER TO PA FAN#2A | E101HTS | EMD | 1057 | 4 |  | 2022-07-05 | 008634 | INST
104086311 | 1057-S1U02-HTS-11K-2UA-P08 | INCOMER FROM UT#2A | E101HTS | EMD | 1057 | 4 |  | 2022-07-05 | 008634 | INST
104086312 | 1057-S1U02-HTS-11K-2UA-P09 | 2UA BOARD BUS PT#1 | E101HTS | EMD | 1057 | 4 |  | 2022-07-05 | 008634 | INST
104086313 | 1057-S1U02-HTS-11K-2UA-P10 | FEEDER TO ID FAN#2A | E101HTS | EMD | 1057 | 4 |  | 2022-07-05 | 008634 | INST
104086314 | 1057-S1U02-HTS-11K-2UA-P11 | FEEDER TO FD FAN#2A | E101HTS | EMD | 1057 | 4 |  | 2022-07-05 | 008634 | INST
104086315 | 1057-S1U02-HTS-11K-2UA-P12 | FEEDER TO AET#2A | E101HTS | EMD | 1057 | 4 |  | 2022-07-05 | 008634 | INST
104086316 | 1057-S1U02-HTS-11K-2UA-P13 | FEEDER TO ESPT#2A | E101HTS | EMD | 1057 | 4 |  | 2022-07-05 | 008634 | INST
104086317 | 1057-S1U02-HTS-11K-2UA-P14 | FEEDER TO ESPT#2B | E101HTS | EMD | 1057 | 4 |  | 2022-07-05 | 008634 | INST
104086318 | 1057-S1U02-HTS-11K-2UA-P15 | FEEDER TO ESPT#2C | E101HTS | EMD | 1057 | 4 |  | 2022-07-05 | 008634 | INST
104086319 | 1057-S1U02-HTS-11K-2UA-P16 | TIE FEEDER FOR FGD | E101HTS | EMD | 1057 | 4 |  | 2022-07-05 | 008634 | INST
104086320 | 1057-S1U02-HTS-11K-2UA-P17 | SPARE FOR TRANSFORMER | E101HTS | EMD | 1057 | 4 |  | 2022-07-05 | 008634 | INST
104086321 | 1057-S1U02-HTS-11K-2UA-P18 | 2UA SPARE FOR MOTOR | E101HTS | EMD | 1057 | 4 |  | 2022-07-05 | 008634 | INST
104086322 | 1057-S1U02-HTS-11K-2UA-P19 | 2UA BOARD BUS PT#2 | E101HTS | EMD | 1057 | 4 |  | 2022-07-05 | 008634 | INST
104086323 | 1057-S1U02-HTS-11K-2UB-P01 | FEEDER TO CTT#2B | E101HTS | EMD | 1057 | 4 |  | 2022-07-05 | 008634 | INST
104086324 | 1057-S1U02-HTS-11K-2UB-P02 | 2UB BOARD BUS PT#1 | E101HTS | EMD | 1057 | 4 |  | 2022-07-05 | 008634 | INST
104086325 | 1057-S1U02-HTS-11K-2UB-P03 | FEEDER TO UST#2D | E101HTS | EMD | 1057 | 4 |  | 2022-07-05 | 008634 | INST
104086326 | 1057-S1U02-HTS-11K-2UB-P04 | FEEDER TO UST#2B | E101HTS | EMD | 1057 | 4 |  | 2022-07-05 | 008634 | INST
104086327 | 1057-S1U02-HTS-11K-2UB-P05 | FEEDER TO PA FAN#2B | E101HTS | EMD | 1057 | 4 |  | 2022-07-05 | 008634 | INST
104086328 | 1057-S1U02-HTS-11K-2UB-P06 | FEEDER TO ID FAN#2B | E101HTS | EMD | 1057 | 4 |  | 2022-07-05 | 008634 | INST
104086329 | 1057-S1U02-HTS-11K-2UB-P07 | FEEDER TO FD FAN#2B | E101HTS | EMD | 1057 | 4 |  | 2022-07-05 | 008634 | INST
104086330 | 1057-S1U02-HTS-11K-2UB-P08 | FEEDER TO AET#2B | E101HTS | EMD | 1057 | 4 |  | 2022-07-05 | 008634 | INST
104086331 | 1057-S1U02-HTS-11K-2UB-P09 | FEEDER TO ESPT#2F | E101HTS | EMD | 1057 | 4 |  | 2022-07-05 | 008634 | INST
104086332 | 1057-S1U02-HTS-11K-2UB-P10 | FEEDER TO ESPT#2E | E101HTS | EMD | 1057 | 4 |  | 2022-07-05 | 008634 | INST
104086333 | 1057-S1U02-HTS-11K-2UB-P11 | 2UB BOARD BUS PT#2 | E101HTS | EMD | 1057 | 4 |  | 2022-07-05 | 008634 | INST
104086334 | 1057-S1U02-HTS-11K-2UB-P12 | INCOMER FROM UT#2B | E101HTS | EMD | 1057 | 4 |  | 2022-07-05 | 008634 | INST
104086335 | 1057-S1U02-HTS-11K-2UB-P13 | 2UB SPARE MOTOR FEEDER | E101HTS | EMD | 1057 | 4 |  | 2022-07-05 | 008634 | INST
104086336 | 1057-S1U02-HTS-11K-2UB-P14 | FEEDER TO ESPT#2D | E101HTS | EMD | 1057 | 4 |  | 2022-07-05 | 008634 | INST
104086337 | 1057-S1U02-HTS-11K-2UB-P15 | 2UB SPARE TRANSF FEEDER | E101HTS | EMD | 1057 | 4 |  | 2022-07-05 | 008634 | INST
104086338 | 1057-S1U02-HTS-11K-2UB-P16 | FEEDER TO CW PUMP#4 | E101HTS | EMD | 1057 | 4 |  | 2022-07-05 | 008634 | INST
104086339 | 1057-S1U02-HTS-11K-2UB-P17 | FEEDER TO CW SERV TRF#2 | E101HTS | EMD | 1057 | 4 |  | 2022-07-05 | 008634 | INST
104086340 | 1057-S1U02-HTS-11K-2UB-P18 | FEEDER TO FGD FUTURE | E101HTS | EMD | 1057 | 4 |  | 2022-07-05 | 008634 | INST
104086341 | 1057-S1U02-HTS-11K-2UB-P19 | FEEDER TO UAT#2B | E101HTS | EMD | 1057 | 4 |  | 2022-07-05 | 008634 | INST
104086342 | 1057-S1U02-HTS-11K-2UB-P20 | U#2 TIE FEEDER FROM 2SB | E101HTS | EMD | 1057 | 4 |  | 2022-07-05 | 008634 | INST
104086343 | 1057-S1U02-HTS-11K-2UB-P21 | FEEDER TO CTT#2C | E101HTS | EMD | 1057 | 4 |  | 2022-07-05 | 008634 | INST
104086411 | 1057-S1U02-HTS-11K-FGD-P02 | U#2 FEDDER TO RECYCLE SPRAY PUMP#3 | E101HTS | EMD | 1057 | 4 | 2023-03-07 | 2022-07-05 | 008634 | INST
104086412 | 1057-S1U02-HTS-11K-FGD-P03 | U#2 FEDER TO RECYCLE SPRAY PUMP#2 | E101HTS | EMD | 1057 | 4 |  | 2022-07-05 | 008634 | INST
104086413 | 1057-S1U02-HTS-11K-FGD-P04 | U#2 FEEDER TO OXIDATION BLOWER MOTOR#2 | E101HTS | EMD | 1057 | 4 | 2023-03-07 | 2022-07-05 | 008634 | INST
104086414 | 1057-S1U02-HTS-11K-FGD-P05 | U#2 FGD SPAREMOTOR PANEL05 | E101HTS | EMD | 1057 | 4 |  | 2022-07-05 | 008634 | INST
104086415 | 1057-S1U02-HTS-11K-FGD-P06 | U02 11KV FGD BUS PT#1 | E101HTS | EMD | 1057 | 4 |  | 2022-07-05 | 008634 | INST
104086416 | 1057-S1U02-HTS-11K-FGD-P07 | INCOMER #1 FROM UNIT#2 | E101HTS | EMD | 1057 | 4 |  | 2022-07-05 | 008634 | INST
104086417 | 1057-S1U02-HTS-11K-FGD-P08 | U#2 11KV FGD SWGR BUSCOUPLER | E101HTS | EMD | 1057 | 4 |  | 2022-07-05 | 008634 | INST
104086418 | 1057-S1U02-HTS-11K-FGD-P09 | U02 11KV FGD BUS PT#2 | E101HTS | EMD | 1057 | 4 |  | 2022-07-05 | 008634 | INST
104086419 | 1057-S1U02-HTS-11K-FGD-P10 | INCOMER #2 FROM UNIT#2 | E101HTS | EMD | 1057 | 4 |  | 2022-07-05 | 008634 | INST
104086420 | 1057-S1U02-HTS-11K-FGD-P11 | U#2 FEEDER TO OXIDATION BLOWER MOTOR#1 | E101HTS | EMD | 1057 | 4 | 2023-03-07 | 2022-07-05 | 008634 | INST
104086421 | 1057-S1U02-HTS-11K-FGD-P12 | U#2 FEDER TO RECYCLE SPRAY PUMP#1 | E101HTS | EMD | 1057 | 4 | 2023-03-07 | 2022-07-05 | 008634 | INST
104086422 | 1057-S1U02-HTS-11K-FGD-P13 | U#2 FGD SPAREMOTOR PANEL13 | E101HTS | EMD | 1057 | 4 |  | 2022-07-05 | 008634 | INST
104086362 | 1057-S1U02-HTS-3P3-UAA-P01 | INCOMER FROM UAT#2A | E101HTS | EMD | 1057 | 4 |  | 2022-07-05 | 008634 | INST
104086363 | 1057-S1U02-HTS-3P3-UAA-P02 | FEEDER TO CEP#2A | E101HTS | EMD | 1057 | 4 |  | 2022-07-05 | 008634 | INST
104086364 | 1057-S1U02-HTS-3P3-UAA-P03 | 2UAA SEC#1 BUS PT-1 | E101HTS | EMD | 1057 | 4 |  | 2022-07-05 | 008634 | INST
104086365 | 1057-S1U02-HTS-3P3-UAA-P04 | FEEDER TO CEP#2C | E101HTS | EMD | 1057 | 4 |  | 2022-07-05 | 008634 | INST
104086366 | 1057-S1U02-HTS-3P3-UAA-P05 | FEEDER TO COAL MILL MOTOR#2A | E101HTS | EMD | 1057 | 4 |  | 2022-07-05 | 008634 | INST
104086367 | 1057-S1U02-HTS-3P3-UAA-P06 | FEEDER TO COAL MILL MOTOR#2C | E101HTS | EMD | 1057 | 4 |  | 2022-07-05 | 008634 | INST
104086368 | 1057-S1U02-HTS-3P3-UAA-P07 | FEEDER TO COAL MILL MOTOR#2E | E101HTS | EMD | 1057 | 4 |  | 2022-07-05 | 008634 | INST
104086369 | 1057-S1U02-HTS-3P3-UAA-P08 | FEEDER TO COAL MILL MOTOR#2G | E101HTS | EMD | 1057 | 4 |  | 2022-07-05 | 008634 | INST
104086370 | 1057-S1U02-HTS-3P3-UAA-P09 | FEEDER TO COAL MILL MOTOR#2J | E101HTS | EMD | 1057 | 4 |  | 2022-07-05 | 008634 | INST
104086371 | 1057-S1U02-HTS-3P3-UAA-P10 | SPARE MOTOR FEEDER PANEL10 | E101HTS | EMD | 1057 | 4 |  | 2022-07-05 | 008634 | INST
104086372 | 1057-S1U02-HTS-3P3-UAA-P11 | FEEDER TO SGECW PUMP-2B | E101HTS | EMD | 1057 | 4 |  | 2022-07-05 | 008634 | INST
104086373 | 1057-S1U02-HTS-3P3-UAA-P12 | 2UAA BUSCOULER | E101HTS | EMD | 1057 | 4 |  | 2022-07-05 | 008634 | INST
104086374 | 1057-S1U02-HTS-3P3-UAA-P13 | FEEDER TO AUX CW PUMP TG#2B | E101HTS | EMD | 1057 | 4 |  | 2022-07-05 | 008634 | INST
104086375 | 1057-S1U02-HTS-3P3-UAA-P14 | FEEDER TO CLOSED CW PUMP(TG)-2B | E101HTS | EMD | 1057 | 4 |  | 2022-07-05 | 008634 | INST
104086376 | 1057-S1U02-HTS-3P3-UAA-P15 | FEEDER TO SERV AIR COMP#2 | E101HTS | EMD | 1057 | 4 |  | 2022-07-05 | 008634 | INST
104086377 | 1057-S1U02-HTS-3P3-UAA-P16 | FEEDER TO INST AIR COMP#2 | E101HTS | EMD | 1057 | 4 |  | 2022-07-05 | 008634 | INST
104086378 | 1057-S1U02-HTS-3P3-UAA-P17 | SPARE MOTOR FEEDER PANEL 17 | E101HTS | EMD | 1057 | 4 |  | 2022-07-05 | 008634 | INST
104086379 | 1057-S1U02-HTS-3P3-UAA-P18 | SPARE MOTOR FEEDER PANEL 18 | E101HTS | EMD | 1057 | 4 |  | 2022-07-05 | 008634 | INST
104086380 | 1057-S1U02-HTS-3P3-UAB-P19 | FEEDER TO CLOSED CW PUMP(TG)-2A | E101HTS | EMD | 1057 | 4 |  | 2022-07-05 | 008634 | INST
104086381 | 1057-S1U02-HTS-3P3-UAB-P20 | FEEDER TO CLOSED CW PUMP(TG)-2C | E101HTS | EMD | 1057 | 4 |  | 2022-07-05 | 008634 | INST
104086382 | 1057-S1U02-HTS-3P3-UAB-P21 | FEEDER TO SGECW PUMP-2A | E101HTS | EMD | 1057 | 4 |  | 2022-07-05 | 008634 | INST
104086383 | 1057-S1U02-HTS-3P3-UAB-P22 | FEEDER TO AUX CW PUMP TG#2C | E101HTS | EMD | 1057 | 4 |  | 2022-07-05 | 008634 | INST
104086384 | 1057-S1U02-HTS-3P3-UAB-P23 | FEEDER TO AUX CW PUMP TG#2A | E101HTS | EMD | 1057 | 4 |  | 2022-07-05 | 008634 | INST
104086385 | 1057-S1U02-HTS-3P3-UAB-P24 | FEEDER TO SGECW PUMP-2C | E101HTS | EMD | 1057 | 4 |  | 2022-07-05 | 008634 | INST
104086386 | 1057-S1U02-HTS-3P3-UAB-P25 | TIE TO 2UAA SEC#1 | E101HTS | EMD | 1057 | 4 |  | 2022-07-05 | 008634 | INST
104086387 | 1057-S1U02-HTS-3P3-UAB-P26 | FEEDER TO SERV AIR COMP#4 | E101HTS | EMD | 1057 | 4 |  | 2022-07-05 | 008634 | INST
104086388 | 1057-S1U02-HTS-3P3-UAB-P27 | FEEDER TO COAL MILL MOTOR#2B | E101HTS | EMD | 1057 | 4 |  | 2022-07-05 | 008634 | INST
104086389 | 1057-S1U02-HTS-3P3-UAB-P28 | FEEDER TO COAL MILL MOTOR#2D | E101HTS | EMD | 1057 | 4 |  | 2022-07-05 | 008634 | INST
104086390 | 1057-S1U02-HTS-3P3-UAB-P29 | FEEDER TO COAL MILL MOTOR#2F | E101HTS | EMD | 1057 | 4 |  | 2022-07-05 | 008634 | INST
104086391 | 1057-S1U02-HTS-3P3-UAB-P30 | FEEDER TO COAL MILL MOTOR#2H | E101HTS | EMD | 1057 | 4 |  | 2022-07-05 | 008634 | INST
104086392 | 1057-S1U02-HTS-3P3-UAB-P31 | FEEDER TO BCW PUMP-2A | E101HTS | EMD | 1057 | 4 |  | 2022-07-05 | 008634 | INST
104086393 | 1057-S1U02-HTS-3P3-UAB-P32 | SPARE MOTOR FEEDER PANEL 32 | E101HTS | EMD | 1057 | 4 |  | 2022-07-05 | 008634 | INST
104086394 | 1057-S1U02-HTS-3P3-UAB-P33 | FEEDER TO CEP#2B | E101HTS | EMD | 1057 | 4 |  | 2022-07-05 | 008634 | INST
104086395 | 1057-S1U02-HTS-3P3-UAB-P34 | 2UAA SEC#2 BUS PT-2 | E101HTS | EMD | 1057 | 4 |  | 2022-07-05 | 008634 | INST
104086396 | 1057-S1U02-HTS-3P3-UAB-P35 | SPARE MOTOR FEEDER PANEL 35 | E101HTS | EMD | 1057 | 4 |  | 2022-07-05 | 008634 | INST
104086397 | 1057-S1U02-HTS-3P3-UAB-P36 | SPARE MOTOR FEEDER PANEL 36 | E101HTS | EMD | 1057 | 4 |  | 2022-07-05 | 008634 | INST
104086398 | 1057-S1U02-HTS-3P3-UAB-P37 | INCOMER FROM UAT#2B | E101HTS | EMD | 1057 | 4 |  | 2022-07-05 | 008634 | INST
104088381 | 1057-S1U02-LTS-EAV | U2 ESP A/C & VENT MCC | E101LTS | EMD | 1057 | 1 |  | 2022-08-18 | 008634 | INST
104088382 | 1057-S1U02-LTS-EAV-01F-ABC | U2 EAV 1A,1B&1C INCOMER-1 | E101LTS | EMD | 1057 | 5 |  | 2022-08-18 | 008634 | INST
104088383 | 1057-S1U02-LTS-EAV-02F-00A | U2 EAV 2FA:BUS PT MODULE | E101LTS | EMD | 1057 | 5 |  | 2022-08-18 | 008634 | INST
104088384 | 1057-S1U02-LTS-EAV-02F-00B | VFD FOR AHU-2 for condensing Unit-2 | E101LTS | EMD | 1057 | 5 | 2026-05-08 | 2022-08-18 | 008634 | INST
104088385 | 1057-S1U02-LTS-EAV-02F-00C | U2 EAV 2FC:ID FAN MOTOR HANDLING | E101LTS | EMD | 1057 | 5 |  | 2022-08-18 | 008634 | INST
104088386 | 1057-S1U02-LTS-EAV-02F-00D | U2 EAV 2FD:Battery room | E101LTS | EMD | 1057 | 5 |  | 2022-08-18 | 008634 | INST
104088387 | 1057-S1U02-LTS-EAV-02F-00E | U2 EAV 2FE:Fresh Air Fan for AHU Rom | E101LTS | EMD | 1057 | 5 |  | 2022-08-18 | 008634 | INST
104088388 | 1057-S1U02-LTS-EAV-02F-00F | U2 EAV 2FF:Centrifugal fan for UAF | E101LTS | EMD | 1057 | 5 |  | 2022-08-18 | 008634 | INST
104088389 | 1057-S1U02-LTS-EAV-02R-00B | U2 EAV 2RB:SPARE MODULE | E101LTS | EMD | 1057 | 5 |  | 2022-08-18 | 008634 | INST
104088390 | 1057-S1U02-LTS-EAV-02R-00C | U2 EAV 2RC:Pan Humidifier for AHU Rom-A | E101LTS | EMD | 1057 | 5 |  | 2022-08-18 | 008634 | INST
104088391 | 1057-S1U02-LTS-EAV-02R-00D | U2 EAV 2RD:Pan Humidifier for AHU Room-B | E101LTS | EMD | 1057 | 5 |  | 2022-08-18 | 008634 | INST
104088392 | 1057-S1U02-LTS-EAV-02R-00E | U2 EAV 2RE:Pan Humidifier for AHU Room-C | E101LTS | EMD | 1057 | 5 |  | 2022-08-18 | 008634 | INST
104088393 | 1057-S1U02-LTS-EAV-02R-00F | U2 EAV 2RF:Strip heater for AHU Room | E101LTS | EMD | 1057 | 5 |  | 2022-08-18 | 008634 | INST
104088394 | 1057-S1U02-LTS-EAV-03F-00B | Air Cooled Condensing Unit-2 (ACCU-2) | E101LTS | EMD | 1057 | 5 | 2026-05-08 | 2022-08-18 | 008634 | INST
104088395 | 1057-S1U02-LTS-EAV-03F-00C | U2 EAV 3FC:MISC USE | E101LTS | EMD | 1057 | 5 |  | 2022-08-18 | 008634 | INST
104088396 | 1057-S1U02-LTS-EAV-03F-00D | U2 EAV 3FD:SPARE MODULE | E101LTS | EMD | 1057 | 5 |  | 2022-08-18 | 008634 | INST
104088397 | 1057-S1U02-LTS-EAV-03F-00E | U2 EAV 3FE:Pumps for UAF | E101LTS | EMD | 1057 | 5 |  | 2022-08-18 | 008634 | INST
104088398 | 1057-S1U02-LTS-EAV-03F-00F | U2 EAV 3FF:SPARE MODULE | E101LTS | EMD | 1057 | 5 |  | 2022-08-18 | 008634 | INST
104088399 | 1057-S1U02-LTS-EAV-03R-00B | U2 EAV 3RB:Strip heater for AHU Room | E101LTS | EMD | 1057 | 5 |  | 2022-08-18 | 008634 | INST
104088400 | 1057-S1U02-LTS-EAV-03R-00C | U2 EAV 3RC:Remote I/O Panel at AHU room | E101LTS | EMD | 1057 | 5 |  | 2022-08-18 | 008634 | INST
104088401 | 1057-S1U02-LTS-EAV-03R-00D | U2 EAV 3RD:FDR TO 1T Electric hoist | E101LTS | EMD | 1057 | 5 |  | 2022-08-18 | 008634 | INST
104088402 | 1057-S1U02-LTS-EAV-03R-00E | U2 EAV 3RE:MISC USE | E101LTS | EMD | 1057 | 5 |  | 2022-08-18 | 008634 | INST
104088403 | 1057-S1U02-LTS-EAV-03R-00F | U2 EAV 3RF:SPARE MODULE | E101LTS | EMD | 1057 | 5 |  | 2022-08-18 | 008634 | INST
104088404 | 1057-S1U02-LTS-EAV-03R-00G | U2 EAV 3RG:SPARE MODULE | E101LTS | EMD | 1057 | 5 |  | 2022-08-18 | 008634 | INST
104088405 | 1057-S1U02-LTS-EAV-04F-00B | U2 EAV 4FB:FDR TO AC FUSE DB | E101LTS | EMD | 1057 | 5 |  | 2022-08-18 | 008634 | INST
104088406 | 1057-S1U02-LTS-EAV-04F-00C | U2 EAV 4FC:SPARE MODULE | E101LTS | EMD | 1057 | 5 |  | 2022-08-18 | 008634 | INST
104088407 | 1057-S1U02-LTS-EAV-04F-00D | U2 EAV 4FD:CUSTOMER USE | E101LTS | EMD | 1057 | 5 |  | 2022-08-18 | 008634 | INST
104088408 | 1057-S1U02-LTS-EAV-04F-00E | U2 EAV 4FE:FDR TO AC FUSE DB | E101LTS | EMD | 1057 | 5 |  | 2022-08-18 | 008634 | INST
104088409 | 1057-S1U02-LTS-EAV-04F-00F | U2 EAV 4FF:CONTROL SUPPLY TRF MODULE | E101LTS | EMD | 1057 | 5 |  | 2022-08-18 | 008634 | INST
104088410 | 1057-S1U02-LTS-EAV-04R-00B | U2 EAV 4RB:SPARE MODULE | E101LTS | EMD | 1057 | 5 |  | 2022-08-18 | 008634 | INST
104088411 | 1057-S1U02-LTS-EAV-04R-00C | U2 EAV 4RC:CUSTOMER USE | E101LTS | EMD | 1057 | 1 |  | 2022-08-18 | 008634 | INST
104088412 | 1057-S1U02-LTS-EAV-04R-00D | U2 EAV 4RD:MISC.USE | E101LTS | EMD | 1057 | 5 |  | 2022-08-18 | 008634 | INST
104088413 | 1057-S1U02-LTS-EAV-04R-00E | U2 EAV 4RE:SPARE MODULE | E101LTS | EMD | 1057 | 5 |  | 2022-08-18 | 008634 | INST
104088414 | 1057-S1U02-LTS-EAV-04R-00F | U2 EAV 4RF:CUSTOMER USE. | E101LTS | EMD | 1057 | 5 |  | 2022-08-18 | 008634 | INST
104088415 | 1057-S1U02-LTS-EAV-04R-00G | U2 EAV 4RG:MISC USE | E101LTS | EMD | 1057 | 5 |  | 2022-08-18 | 008634 | INST
104088416 | 1057-S1U02-LTS-EAV-05F-ABC | U2 EAV 5A,5B&5C BUS COUPLER | E101LTS | EMD | 1057 | 5 |  | 2022-08-18 | 008634 | INST
104088417 | 1057-S1U02-LTS-EAV-06F-00B | U2 EAV 6FB:FDR TO AC FUSE DB | E101LTS | EMD | 1057 | 5 |  | 2022-08-18 | 008634 | INST
104088439 | 1057-S1U02-LTS-EAV-06F-00C | U2 EAV 6FC:MISC USE | E101LTS | EMD | 1057 | 5 |  | 2022-08-18 | 008634 | INST
104088440 | 1057-S1U02-LTS-EAV-06F-00D | U2 EAV 6FD:Battery room | E101LTS | EMD | 1057 | 5 |  | 2022-08-18 | 008634 | INST
104088441 | 1057-S1U02-LTS-EAV-06F-00E | U2 EAV 6FE:SPARE MODULE | E101LTS | EMD | 1057 | 5 |  | 2022-08-18 | 008634 | INST
104088442 | 1057-S1U02-LTS-EAV-06F-00F | U2 EAV 6FF:CNTRL SUPPLY TRF MODULE | E101LTS | EMD | 1057 | 5 |  | 2022-08-18 | 008634 | INST
104088443 | 1057-S1U02-LTS-EAV-06R-00B | Air Cooled Condensing Unit-1 (ACCU-1) | E101LTS | EMD | 1057 | 5 | 2026-05-08 | 2022-08-18 | 008634 | INST
104088444 | 1057-S1U02-LTS-EAV-06R-00C | U2 EAV 6RC:CUSTOMER USE | E101LTS | EMD | 1057 | 5 |  | 2022-08-18 | 008634 | INST
104088445 | 1057-S1U02-LTS-EAV-06R-00D | U2 EAV 6RD:MISC.USE | E101LTS | EMD | 1057 | 5 |  | 2022-08-18 | 008634 | INST
104088446 | 1057-S1U02-LTS-EAV-06R-00E | U2 EAV 6RE:CUSTOMER USE. | E101LTS | EMD | 1057 | 5 |  | 2022-08-18 | 008634 | INST
104088447 | 1057-S1U02-LTS-EAV-06R-00F | U2 EAV 6RF:SPARE MODULE | E101LTS | EMD | 1057 | 5 |  | 2022-08-18 | 008634 | INST
104088448 | 1057-S1U02-LTS-EAV-07F-ABC | U2 EAV 7A,7B&7C INCOMER-2 | E101LTS | EMD | 1057 | 5 |  | 2022-08-18 | 008634 | INST
104088449 | 1057-S1U02-LTS-EAV-08F-00A | U2 EAV 8FA:BUS PT MODULE | E101LTS | EMD | 1057 | 5 |  | 2022-08-18 | 008634 | INST
104088450 | 1057-S1U02-LTS-EAV-08F-00B | U2 EAV 8FB:AHU for condensing Unit | E101LTS | EMD | 1057 | 5 |  | 2022-08-18 | 008634 | INST
104088451 | 1057-S1U02-LTS-EAV-08F-00C | U2 EAV 8FC:CUSTOMER USE | E101LTS | EMD | 1057 | 5 |  | 2022-08-18 | 008634 | INST
104088452 | 1057-S1U02-LTS-EAV-08F-00D | U2 EAV 8FD:MISC USE | E101LTS | EMD | 1057 | 5 |  | 2022-08-18 | 008634 | INST
104088453 | 1057-S1U02-LTS-EAV-08F-00E | U2 EAV 8FE:SPARE MODULE | E101LTS | EMD | 1057 | 5 |  | 2022-08-18 | 008634 | INST
104088454 | 1057-S1U02-LTS-EAV-08F-00F | U2 EAV 8FF:CONTROL SUPPLY TRANSFORMER | E101LTS | EMD | 1057 | 5 |  | 2022-08-18 | 008634 | INST
104088455 | 1057-S1U02-LTS-EAV-08R-00B | U2 EAV 8RB:ID FAN ROTOR HANDLING | E101LTS | EMD | 1057 | 5 |  | 2022-08-18 | 008634 | INST
104088456 | 1057-S1U02-LTS-EAV-08R-00C | U2 EAV 8RC:FDR TO AC FUSE DB | E101LTS | EMD | 1057 | 5 |  | 2022-08-18 | 008634 | INST
104088457 | 1057-S1U02-LTS-EAV-08R-00D | U2 EAV 8RD:MISC.USE | E101LTS | EMD | 1057 | 5 |  | 2022-08-18 | 008634 | INST
104088458 | 1057-S1U02-LTS-EAV-08R-00E | U2 EAV 8RE:Pumps for UAF | E101LTS | EMD | 1057 | 5 |  | 2022-08-18 | 008634 | INST
104088459 | 1057-S1U02-LTS-EAV-08R-00F | U2 EAV 8RF:SPARE MODULE | E101LTS | EMD | 1057 | 5 |  | 2022-08-18 | 008634 | INST
104088138 | 1057-S1U02-LTS-EID-01F-00A | U2 ESP/ID FAN MCC 1FA:SPARE MODULE | E101LTS | EMD | 1057 | 5 |  | 2022-08-18 | 008634 | INST
104088139 | 1057-S1U02-LTS-EID-01F-00B | U2 ESP/ID FAN MCC 1FB:CUSTOMER USE | E101LTS | EMD | 1057 | 5 |  | 2022-08-18 | 008634 | INST
104088140 | 1057-S1U02-LTS-EID-01F-00C | U2 ESP/ID FAN MCC 1FC:BUS VOLTMETER MOD. | E101LTS | EMD | 1057 | 5 |  | 2022-08-18 | 008634 | INST
104088141 | 1057-S1U02-LTS-EID-01F-00D | U2 ESP/ID FAN MCC 1FD:INCOMER | E101LTS | EMD | 1057 | 5 |  | 2022-08-18 | 008634 | INST
104088142 | 1057-S1U02-LTS-EID-01R-00A | U2 ESP/ID FAN MCC 1RA:IDFAN-A INLET GATE | E101LTS | EMD | 1057 | 5 |  | 2022-08-18 | 008634 | INST
104088143 | 1057-S1U02-LTS-EID-01R-00B | U2 ESP/ID FAN MCC 1RB:MISC. USE | E101LTS | EMD | 1057 | 5 |  | 2022-08-18 | 008634 | INST
104088144 | 1057-S1U02-LTS-EID-01R-00C | U2 ESP/ID FAN MCC 1RC:MISC. USE | E101LTS | EMD | 1057 | 5 |  | 2022-08-18 | 008634 | INST
104088145 | 1057-S1U02-LTS-EID-01R-00D | U2 ESP/ID FAN MCC 1RD:MISC. USE | E101LTS | EMD | 1057 | 5 |  | 2022-08-18 | 008634 | INST
104088146 | 1057-S1U02-LTS-EID-01R-00E | U2 ESP/ID FAN MCC 1RE:IDFAN-A LO PMP-A | E101LTS | EMD | 1057 | 5 |  | 2022-08-18 | 008634 | INST
104088147 | 1057-S1U02-LTS-EID-02F-00A | U2 2FA:ID FAN-A OUTLET GATE BLOWER | E101LTS | EMD | 1057 | 5 |  | 2022-08-18 | 008634 | INST
104088148 | 1057-S1U02-LTS-EID-02F-00B | U2 ESP/ID FAN MCC 2FB:MISC. USE | E101LTS | EMD | 1057 | 5 |  | 2022-08-18 | 008634 | INST
104088149 | 1057-S1U02-LTS-EID-02F-00C | U2 ESP/ID FAN MCC 2FC:MISC. USE | E101LTS | EMD | 1057 | 5 |  | 2022-08-18 | 008634 | INST
104088150 | 1057-S1U02-LTS-EID-02F-00D | U2 ESP/ID FAN MCC 2FD:CUSTOMER USE | E101LTS | EMD | 1057 | 5 |  | 2022-08-18 | 008634 | INST
104088151 | 1057-S1U02-LTS-EID-02F-00E | U2 ESP/ID FAN MCC 2FE:CNTRL SPLY TRF | E101LTS | EMD | 1057 | 5 |  | 2022-08-18 | 008634 | INST
104088152 | 1057-S1U02-LTS-EID-02R-00A | U2 ESP/ID FAN MCC 2RA:ID FAN-A INLETGATE | E101LTS | EMD | 1057 | 5 |  | 2022-08-18 | 008634 | INST
104088153 | 1057-S1U02-LTS-EID-02R-00B | U2 ESP/ID FAN MCC 2RB:CUSTOMER USE | E101LTS | EMD | 1057 | 5 |  | 2022-08-18 | 008634 | INST
104088154 | 1057-S1U02-LTS-EID-02R-00C | U2 ESP/ID FAN MCC 2RC:MISC. USE | E101LTS | EMD | 1057 | 5 |  | 2022-08-18 | 008634 | INST
104088155 | 1057-S1U02-LTS-EID-02R-00D | U2 ESP/ID FAN MCC 2RD:MISC. USE | E101LTS | EMD | 1057 | 5 |  | 2022-08-18 | 008634 | INST
104088156 | 1057-S1U02-LTS-EID-02R-00E | U2 ESP/ID FAN MCC 2RE:CUSTOMER USE | E101LTS | EMD | 1057 | 5 |  | 2022-08-18 | 008634 | INST
104088157 | 1057-S1U02-LTS-EID-02R-00G | 2RG:ID FAN-A OUTLET GATE BLOWER | E101LTS | EMD | 1057 | 5 |  | 2022-08-18 | 008634 | INST
104088158 | 1057-S1U02-LTS-EID-03F-00A | U2 ESP/ID FAN MCC 3FA:ID FAN-B INLETGATE | E101LTS | EMD | 1057 | 5 |  | 2022-08-18 | 008634 | INST
104088159 | 1057-S1U02-LTS-EID-03F-00B | U2 ESP/ID FAN MCC 3FB:SPARE MODULE | E101LTS | EMD | 1057 | 5 |  | 2022-08-18 | 008634 | INST
104088160 | 1057-S1U02-LTS-EID-03F-00C | U2 ESP/ID FAN MCC 3FC:SPARE MODULE | E101LTS | EMD | 1057 | 5 |  | 2022-08-18 | 008634 | INST
104088161 | 1057-S1U02-LTS-EID-03F-00D | U2 ESP/ID FAN MCC 3FD:MISC. USE | E101LTS | EMD | 1057 | 5 |  | 2022-08-18 | 008634 | INST
104088162 | 1057-S1U02-LTS-EID-03F-00E | U2 ESP/ID FAN MCC 3FE:SPARE MODULE | E101LTS | EMD | 1057 | 5 |  | 2022-08-18 | 008634 | INST
104088163 | 1057-S1U02-LTS-EID-03F-00F | 3FF:ID FAN-B LUBE OIL PUMP-A(HNC15AP001) | E101LTS | EMD | 1057 | 5 |  | 2022-08-18 | 008634 | INST
104088164 | 1057-S1U02-LTS-EID-03R-00A | U2 ESP/ID FAN MCC 3RA:ID FAN-B INLETGATE | E101LTS | EMD | 1057 | 5 |  | 2022-08-18 | 008634 | INST
104088165 | 1057-S1U02-LTS-EID-03R-00B | U2 ESP/ID FAN MCC 3RB:MISC. USE | E101LTS | EMD | 1057 | 5 |  | 2022-08-18 | 008634 | INST
104088166 | 1057-S1U02-LTS-EID-03R-00C | U2 ESP/ID FAN MCC 3RC:MISC. USE | E101LTS | EMD | 1057 | 5 |  | 2022-08-18 | 008634 | INST
104088167 | 1057-S1U02-LTS-EID-03R-00D | U2 ESP/ID FAN MCC 3RD:MISC. USE | E101LTS | EMD | 1057 | 5 |  | 2022-08-18 | 008634 | INST
104088168 | 1057-S1U02-LTS-EID-03R-00E | U2 ESP/ID FAN MCC 3RE:CUSTOMER USE | E101LTS | EMD | 1057 | 5 |  | 2022-08-18 | 008634 | INST
104088169 | 1057-S1U02-LTS-EID-03R-00F | U2 ESP/ID FAN MCC 3RF:CUSTOMER USE | E101LTS | EMD | 1057 | 5 |  | 2022-08-18 | 008634 | INST
104088170 | 1057-S1U02-LTS-EID-03R-00G | U2 ESP/ID FAN MCC 3RG:MISC. USE | E101LTS | EMD | 1057 | 5 |  | 2022-08-18 | 008634 | INST
104088171 | 1057-S1U02-LTS-EID-03R-00H | 3RH:IDFAN-B OUTLETGATE LOWER(HNA75AN001 | E101LTS | EMD | 1057 | 5 |  | 2022-08-18 | 008634 | INST
104088172 | 1057-S1U02-LTS-EID-04F-00A | U2 ESP/ID FAN MCC 4FA:IDFAN-A OUTLETGATE | E101LTS | EMD | 1057 | 5 |  | 2022-08-18 | 008634 | INST
104088173 | 1057-S1U02-LTS-EID-04F-00B | U2 ESP/ID FAN MCC 4FB:ID FAN-B LO HEATER | E101LTS | EMD | 1057 | 5 |  | 2022-08-18 | 008634 | INST
104088174 | 1057-S1U02-LTS-EID-04F-00C | U2 ESP/ID FAN MCC 4FC:SPARE MODULE | E101LTS | EMD | 1057 | 5 |  | 2022-08-18 | 008634 | INST
104088175 | 1057-S1U02-LTS-EID-04F-00D | U2 ESP/ID FAN MCC 4FD:SPARE MODULE | E101LTS | EMD | 1057 | 5 |  | 2022-08-18 | 008634 | INST
104088176 | 1057-S1U02-LTS-EID-04F-00E | U2 ESP/ID FAN MCC 4FE:SPARE MODULE | E101LTS | EMD | 1057 | 5 |  | 2022-08-18 | 008634 | INST
104088177 | 1057-S1U02-LTS-EID-04R-00A | U2 ESP/ID FAN MCC 4RA:IDFAN-A OUTLETGATE | E101LTS | EMD | 1057 | 5 |  | 2022-08-18 | 008634 | INST
104088178 | 1057-S1U02-LTS-EID-04R-00B | U2 ESP/ID FAN MCC 4RB:SPARE MODULE | E101LTS | EMD | 1057 | 5 |  | 2022-08-18 | 008634 | INST
104088179 | 1057-S1U02-LTS-EID-04R-00C | U2 ESP/ID FAN MCC 4RC:IDFAN-B OUTLETGATE | E101LTS | EMD | 1057 | 5 |  | 2022-08-18 | 008634 | INST
104088180 | 1057-S1U02-LTS-EID-04R-00D | U2 ESP/ID FAN MCC 4RD:SPARE MODULE | E101LTS | EMD | 1057 | 5 |  | 2022-08-18 | 008634 | INST
104088181 | 1057-S1U02-LTS-EID-04R-00E | U2 ESP/ID FAN MCC 4RE:IDFAN-B OUTLETGATE | E101LTS | EMD | 1057 | 5 |  | 2022-08-18 | 008634 | INST
104088182 | 1057-S1U02-LTS-EID-04R-00F | 4RF:ID FAN-B OUTLET GATE LOWER | E101LTS | EMD | 1057 | 5 |  | 2022-08-18 | 008634 | INST
104088183 | 1057-S1U02-LTS-EID-05F-00B | U2 ESP/ID FAN MCC 5FB:ID FAN-A LO HEATER | E101LTS | EMD | 1057 | 5 |  | 2022-08-18 | 008634 | INST
104088184 | 1057-S1U02-LTS-EID-05F-00C | U2 ESP/ID FAN MCC 5FC:MISC. USE | E101LTS | EMD | 1057 | 5 |  | 2022-08-18 | 008634 | INST
104088185 | 1057-S1U02-LTS-EID-05F-00D | U2 ESP/ID FAN MCC 5FD:MISC. USE | E101LTS | EMD | 1057 | 5 |  | 2022-08-18 | 008634 | INST
104088186 | 1057-S1U02-LTS-EID-05F-00E | U2 ESP/ID FAN MCC 5FE:INCOMER | E101LTS | EMD | 1057 | 5 |  | 2022-08-18 | 008634 | INST
104088187 | 1057-S1U02-LTS-EID-05R-00B | U2 ESP/ID FAN MCC 5RB:SPARE MODULE | E101LTS | EMD | 1057 | 5 |  | 2022-08-18 | 008634 | INST
104088188 | 1057-S1U02-LTS-EID-05R-00C | U2 ESP/ID FAN MCC 5RC:MISC.USE | E101LTS | EMD | 1057 | 5 |  | 2022-08-18 | 008634 | INST
104088189 | 1057-S1U02-LTS-EID-05R-00D | U2 ESP/ID FAN MCC 5RD:SPARE MODULE | E101LTS | EMD | 1057 | 5 |  | 2022-08-18 | 008634 | INST
104088190 | 1057-S1U02-LTS-EID-05R-00E | U2 ESP/ID FAN MCC 5RE:SPARE MODULE | E101LTS | EMD | 1057 | 5 |  | 2022-08-18 | 008634 | INST